## Environment
Constraint | Constraint level | Optimisation criterion | type | Latitude (°) | Longitude (°) | Altitude (m) | time resolution (steps/h) | Main grid emissions (gCO2/kWh) | Main grid fossil fuel ratio | Main grid ratio primary over final energy | Connection | Storage model | Production | Meteo | Load | Terrain type | Tracking | CDSAPI key
Self-sufficiency | 1 | LCOE | pro | -21.0696 | 55.4063 | 1100 | 1 | 730.606 | 0.718 | 2.75 | Off-grid | continuous | automatic | manual | automatic | parkland, bushes, numerous obstacles | True
In green : cells to be modified by the user
Important ! Meteo automatic leads to a 1-hour time resolution

## TimeSeries
Datetime | Current_production (W) | Non-controllable load (kW) | Daily movable load (kW) | Yearly movable load (kW)
01/05/2020 00:00 | 0 | 0.44 | 0 | 0
01/05/2020 01:00 | 0 | 0.099 | 0 | 0
01/05/2020 02:00 | 0 | 0.11 | 0 | 0
01/05/2020 03:00 | 0 | 0.085 | 0 | 0
01/05/2020 04:00 | 0 | 0.101 | 0 | 0
01/05/2020 05:00 | 0 | 0.202 | 0 | 0
01/05/2020 06:00 | 0 | 0.442 | 0 | 0
01/05/2020 07:00 | 0 | 0.108 | 0 | 0
01/05/2020 08:00 | 0 | 0.287 | 0 | 0
01/05/2020 09:00 | 0 | 0.346 | 0 | 0
01/05/2020 10:00 | 0 | 0.7205 | 0 | 0
01/05/2020 11:00 | 0 | 0.536 | 0 | 0
01/05/2020 12:00 | 0 | 0.324 | 0 | 0
01/05/2020 13:00 | 0 | 0.428 | 0 | 0
01/05/2020 14:00 | 0 | 0.35 | 0 | 0
01/05/2020 15:00 | 0 | 0.131 | 0 | 0
01/05/2020 16:00 | 0 | 0.406 | 0 | 0
01/05/2020 17:00 | 0 | 0.468 | 0 | 0
01/05/2020 18:00 | 0 | 0.572 | 0 | 0
01/05/2020 19:00 | 0 | 0.649 | 0 | 0
01/05/2020 20:00 | 0 | 0.407 | 0 | 0
01/05/2020 21:00 | 0 | 0.506 | 0 | 0
01/05/2020 22:00 | 0 | 0.242 | 0 | 0
01/05/2020 23:00 | 0 | 0.265 | 0 | 0
02/05/2020 00:00 | 0 | 0.118 | 0 | 0
02/05/2020 01:00 | 0 | 0.213 | 0 | 0
02/05/2020 02:00 | 0 | 0.246 | 0 | 0
02/05/2020 03:00 | 0 | 0.203 | 0 | 0
02/05/2020 04:00 | 0 | 0.008 | 0 | 0
02/05/2020 05:00 | 0 | 0.196 | 0 | 0
02/05/2020 06:00 | 0 | 0.217 | 0 | 0
02/05/2020 07:00 | 0 | 0.075 | 0 | 0
02/05/2020 08:00 | 0 | 0.195 | 0 | 0
02/05/2020 09:00 | 0 | 0.071 | 0 | 0
02/05/2020 10:00 | 0 | 0.122 | 0 | 0
02/05/2020 11:00 | 0 | 0.403 | 0 | 0
02/05/2020 12:00 | 0 | 0.441 | 0 | 0
02/05/2020 13:00 | 0 | 0.628 | 0 | 0
02/05/2020 14:00 | 0 | 0.25 | 0 | 0
02/05/2020 15:00 | 0 | 0.216 | 0 | 0
02/05/2020 16:00 | 0 | 0.748 | 0 | 0
02/05/2020 17:00 | 0 | 0.344 | 0 | 0
02/05/2020 18:00 | 0 | 0.493 | 0 | 0
02/05/2020 19:00 | 0 | 0.265 | 0 | 0
02/05/2020 20:00 | 0 | 0.382 | 0 | 0
02/05/2020 21:00 | 0 | 0.208 | 0 | 0
02/05/2020 22:00 | 0 | 0.277 | 0 | 0
02/05/2020 23:00 | 0 | 0.567 | 0 | 0
03/05/2020 00:00 | 0 | 0.219 | 0 | 0
03/05/2020 01:00 | 0 | 0.091 | 0 | 0
03/05/2020 02:00 | 0 | 0.346 | 0 | 0
03/05/2020 03:00 | 0 | 0.088 | 0 | 0
03/05/2020 04:00 | 0 | 0.108 | 0 | 0
03/05/2020 05:00 | 0 | 0 | 0 | 0
03/05/2020 06:00 | 0 | 0.415 | 0 | 0
03/05/2020 07:00 | 0 | 0.009 | 0 | 0
03/05/2020 08:00 | 0 | 0.205 | 0 | 0
03/05/2020 09:00 | 0 | 0.123 | 0 | 0
03/05/2020 10:00 | 0 | 0.335 | 0 | 0
03/05/2020 11:00 | 0 | 0.481 | 0 | 0
03/05/2020 12:00 | 0 | 0.365 | 0 | 0
03/05/2020 13:00 | 0 | 0.421 | 0 | 0
03/05/2020 14:00 | 0 | 0.642 | 0 | 0
03/05/2020 15:00 | 0 | 0.168 | 0 | 0
03/05/2020 16:00 | 0 | 0.88 | 0 | 0
03/05/2020 17:00 | 0 | 0.641 | 0 | 0
03/05/2020 18:00 | 0 | 0.28 | 0 | 0
03/05/2020 19:00 | 0 | 0.509 | 0 | 0
03/05/2020 20:00 | 0 | 0.542 | 0 | 0
03/05/2020 21:00 | 0 | 0.256 | 0 | 0
03/05/2020 22:00 | 0 | 0.456 | 0 | 0
03/05/2020 23:00 | 0 | 0.183 | 0 | 0
04/05/2020 00:00 | 0 | 0.322 | 0 | 0
04/05/2020 01:00 | 0 | 0.303 | 0 | 0
04/05/2020 02:00 | 0 | 0.328 | 0 | 0
04/05/2020 03:00 | 0 | 0.176 | 0 | 0
04/05/2020 04:00 | 0 | 0.088 | 0 | 0
04/05/2020 05:00 | 0 | 0.074 | 0 | 0
04/05/2020 06:00 | 0 | 0.006 | 0 | 0
04/05/2020 07:00 | 0 | 0.459 | 0 | 0
04/05/2020 08:00 | 0 | 0.241 | 0 | 0
04/05/2020 09:00 | 0 | 0.433 | 0 | 0
04/05/2020 10:00 | 0 | 0.355 | 0 | 0
04/05/2020 11:00 | 0 | 0.292 | 0 | 0
04/05/2020 12:00 | 0 | 0.372 | 0 | 0
04/05/2020 13:00 | 0 | 0.673 | 0 | 0
04/05/2020 14:00 | 0 | 0.162 | 0 | 0
04/05/2020 15:00 | 0 | 0.44 | 0 | 0
04/05/2020 16:00 | 0 | 0.454 | 0 | 0
04/05/2020 17:00 | 0 | 0.541 | 0 | 0
04/05/2020 18:00 | 0 | 0.817 | 0 | 0
04/05/2020 19:00 | 0 | 0.585 | 0 | 0
04/05/2020 20:00 | 0 | 0.478 | 0 | 0
04/05/2020 21:00 | 0 | 0.728 | 0 | 0
04/05/2020 22:00 | 0 | 0.229 | 0 | 0
04/05/2020 23:00 | 0 | 0.333 | 0 | 0
05/05/2020 00:00 | 0 | 0.224 | 0 | 0
05/05/2020 01:00 | 0 | 0.357 | 0 | 0
05/05/2020 02:00 | 0 | 0.133 | 0 | 0
05/05/2020 03:00 | 0 | 0.467 | 0 | 0
05/05/2020 04:00 | 0 | 0.133 | 0 | 0
05/05/2020 05:00 | 0 | 0.262 | 0 | 0
05/05/2020 06:00 | 0 | 0.442 | 0 | 0
05/05/2020 07:00 | 0 | 0.247 | 0 | 0
05/05/2020 08:00 | 0 | 0.437 | 0 | 0
05/05/2020 09:00 | 0 | 0.32 | 0 | 0
05/05/2020 10:00 | 0 | 0.544 | 0 | 0
05/05/2020 11:00 | 0 | 0.07 | 0 | 0
05/05/2020 12:00 | 0 | 0.917 | 0 | 0
05/05/2020 13:00 | 0 | 0.452 | 0 | 0
05/05/2020 14:00 | 0 | 0.382 | 0 | 0
05/05/2020 15:00 | 0 | 0.703 | 0 | 0
05/05/2020 16:00 | 0 | 0.68 | 0 | 0
05/05/2020 17:00 | 0 | 0.616 | 0 | 0
05/05/2020 18:00 | 0 | 0.266 | 0 | 0
05/05/2020 19:00 | 0 | 0.388 | 0 | 0
05/05/2020 20:00 | 0 | 0.519 | 0 | 0
05/05/2020 21:00 | 0 | 0.306 | 0 | 0
05/05/2020 22:00 | 0 | 0.254 | 0 | 0
05/05/2020 23:00 | 0 | 0.36 | 0 | 0
06/05/2020 00:00 | 0 | 0.285 | 0 | 0
06/05/2020 01:00 | 0 | 0.101 | 0 | 0
06/05/2020 02:00 | 0 | 0.108 | 0 | 0
06/05/2020 03:00 | 0 | 0.091 | 0 | 0
06/05/2020 04:00 | 0 | 0.177 | 0 | 0
06/05/2020 05:00 | 0 | 0.092 | 0 | 0
06/05/2020 06:00 | 0 | 0.537 | 0 | 0
06/05/2020 07:00 | 0 | 0.14 | 0 | 0
06/05/2020 08:00 | 0 | 0.176 | 0 | 0
06/05/2020 09:00 | 0 | 0.314 | 0 | 0
06/05/2020 10:00 | 0 | 0.356 | 0 | 0
06/05/2020 11:00 | 0 | 0.989 | 0 | 0
06/05/2020 12:00 | 0 | 0.896 | 0 | 0
06/05/2020 13:00 | 0 | 0.56 | 0 | 0
06/05/2020 14:00 | 0 | 0.23 | 0 | 0
06/05/2020 15:00 | 0 | 0.522 | 0 | 0
06/05/2020 16:00 | 0 | 0.564 | 0 | 0
06/05/2020 17:00 | 0 | 0.549 | 0 | 0
06/05/2020 18:00 | 0 | 0.579 | 0 | 0
06/05/2020 19:00 | 0 | 0.342 | 0 | 0
06/05/2020 20:00 | 0 | 0.442 | 0 | 0
06/05/2020 21:00 | 0 | 0.318 | 0 | 0
06/05/2020 22:00 | 0 | 0.236 | 0 | 0
06/05/2020 23:00 | 0 | 0.153 | 0 | 0
07/05/2020 00:00 | 0 | 0.151 | 0 | 0
07/05/2020 01:00 | 0 | 0.326 | 0 | 0
07/05/2020 02:00 | 0 | 0.382 | 0 | 0
07/05/2020 03:00 | 0 | 0.206 | 0 | 0
07/05/2020 04:00 | 0 | 0.379 | 0 | 0
07/05/2020 05:00 | 0 | 0.132 | 0 | 0
07/05/2020 06:00 | 0 | 0.143 | 0 | 0
07/05/2020 07:00 | 0 | 0.134 | 0 | 0
07/05/2020 08:00 | 0 | 0.423 | 0 | 0
07/05/2020 09:00 | 0 | 0.363 | 0 | 0
07/05/2020 10:00 | 0 | 0.344 | 0 | 0
07/05/2020 11:00 | 0 | 0.141 | 0 | 0
07/05/2020 12:00 | 0 | 0.144 | 0 | 0
07/05/2020 13:00 | 0 | 0.8 | 0 | 0
07/05/2020 14:00 | 0 | 0.449 | 0 | 0
07/05/2020 15:00 | 0 | 0.649 | 0 | 0
07/05/2020 16:00 | 0 | 0.333 | 0 | 0
07/05/2020 17:00 | 0 | 0.327 | 0 | 0
07/05/2020 18:00 | 0 | 0.612 | 0 | 0
07/05/2020 19:00 | 0 | 0.48 | 0 | 0
07/05/2020 20:00 | 0 | 0.396 | 0 | 0
07/05/2020 21:00 | 0 | 0.43 | 0 | 0
07/05/2020 22:00 | 0 | 0.247 | 0 | 0
07/05/2020 23:00 | 0 | 0.317 | 0 | 0
08/05/2020 00:00 | 0 | 0.132 | 0 | 0
08/05/2020 01:00 | 0 | 0.438 | 0 | 0
08/05/2020 02:00 | 0 | 0.131 | 0 | 0
08/05/2020 03:00 | 0 | 0.222 | 0 | 0
08/05/2020 04:00 | 0 | 0.132 | 0 | 0
08/05/2020 05:00 | 0 | 0.45 | 0 | 0
08/05/2020 06:00 | 0 | 0.134 | 0 | 0
08/05/2020 07:00 | 0 | 0.463 | 0 | 0
08/05/2020 08:00 | 0 | 0.355 | 0 | 0
08/05/2020 09:00 | 0 | 0.64 | 0 | 0
08/05/2020 10:00 | 0 | 0.109 | 0 | 0
08/05/2020 11:00 | 0 | 0.586 | 0 | 0
08/05/2020 12:00 | 0 | 0.317 | 0 | 0
08/05/2020 13:00 | 0 | 0.77 | 0 | 0
08/05/2020 14:00 | 0 | 0.297 | 0 | 0
08/05/2020 15:00 | 0 | 0.408 | 0 | 0
08/05/2020 16:00 | 0 | 0.646 | 0 | 0
08/05/2020 17:00 | 0 | 0.62567 | 0 | 0
08/05/2020 18:00 | 0 | 0.74 | 0 | 0
08/05/2020 19:00 | 0 | 0.676 | 0 | 0
08/05/2020 20:00 | 0 | 0.581 | 0 | 0
08/05/2020 21:00 | 0 | 0.394 | 0 | 0
08/05/2020 22:00 | 0 | 0.29 | 0 | 0
08/05/2020 23:00 | 0 | 0.023 | 0 | 0
09/05/2020 00:00 | 0 | 0.197 | 0 | 0
09/05/2020 01:00 | 0 | 0.366 | 0 | 0
09/05/2020 02:00 | 0 | 0.195 | 0 | 0
09/05/2020 03:00 | 0 | 0.023 | 0 | 0
09/05/2020 04:00 | 0 | 0.213 | 0 | 0
09/05/2020 05:00 | 0 | 0.023 | 0 | 0
09/05/2020 06:00 | 0 | 0.508 | 0 | 0
09/05/2020 07:00 | 0 | 0.148 | 0 | 0
09/05/2020 08:00 | 0 | 0.261 | 0 | 0
09/05/2020 09:00 | 0 | 0.275 | 0 | 0
09/05/2020 10:00 | 0 | 0.298 | 0 | 0
09/05/2020 11:00 | 0 | 0.311 | 0 | 0
09/05/2020 12:00 | 0 | 0.44 | 0 | 0
09/05/2020 13:00 | 0 | 0.43 | 0 | 0
09/05/2020 14:00 | 0 | 0.451 | 0 | 0
09/05/2020 15:00 | 0 | 0.629 | 0 | 0
09/05/2020 16:00 | 0 | 0.447 | 0 | 0
09/05/2020 17:00 | 0 | 0.286 | 0 | 0
09/05/2020 18:00 | 0 | 0.331 | 0 | 0
09/05/2020 19:00 | 0 | 0.314 | 0 | 0
09/05/2020 20:00 | 0 | 0.592 | 0 | 0
09/05/2020 21:00 | 0 | 0.307 | 0 | 0
09/05/2020 22:00 | 0 | 0.41 | 0 | 0
09/05/2020 23:00 | 0 | 0.406 | 0 | 0
10/05/2020 00:00 | 0 | 0.287 | 0 | 0
10/05/2020 01:00 | 0 | 0.166 | 0 | 0
10/05/2020 02:00 | 0 | 0.274 | 0 | 0
10/05/2020 03:00 | 0 | 0.292 | 0 | 0
10/05/2020 04:00 | 0 | 0.178 | 0 | 0
10/05/2020 05:00 | 0 | 0.309 | 0 | 0
10/05/2020 06:00 | 0 | 0 | 0 | 0
10/05/2020 07:00 | 0 | 0.302 | 0 | 0
10/05/2020 08:00 | 0 | 0.516 | 0 | 0
10/05/2020 09:00 | 0 | 0.09 | 0 | 0
10/05/2020 10:00 | 0 | 0.21 | 0 | 0
10/05/2020 11:00 | 0 | 0.086 | 0 | 0
10/05/2020 12:00 | 0 | 0.185 | 0 | 0
10/05/2020 13:00 | 0 | 0.412 | 0 | 0
10/05/2020 14:00 | 0 | 0.31 | 0 | 0
10/05/2020 15:00 | 0 | 0.586 | 0 | 0
10/05/2020 16:00 | 0 | 0.259 | 0 | 0
10/05/2020 17:00 | 0 | 0.382 | 0 | 0
10/05/2020 18:00 | 0 | 0.44 | 0 | 0
10/05/2020 19:00 | 0 | 0.49 | 0 | 0
10/05/2020 20:00 | 0 | 0.243 | 0 | 0
10/05/2020 21:00 | 0 | 0.313 | 0 | 0
10/05/2020 22:00 | 0 | 0.188 | 0 | 0
10/05/2020 23:00 | 0 | 0.194 | 0 | 0
11/05/2020 00:00 | 0 | 0.309 | 0 | 0
11/05/2020 01:00 | 0 | 0.0865 | 0 | 0
11/05/2020 02:00 | 0 | 0.102 | 0 | 0
11/05/2020 03:00 | 0 | 0 | 0 | 0
11/05/2020 04:00 | 0 | 0 | 0 | 0
11/05/2020 05:00 | 0 | 0.191 | 0 | 0
11/05/2020 06:00 | 0 | 0 | 0 | 0
11/05/2020 07:00 | 0 | 0.171 | 0 | 0
11/05/2020 08:00 | 0 | 0.297 | 0 | 0
11/05/2020 09:00 | 0 | 0.109 | 0 | 0
11/05/2020 10:00 | 0 | 0 | 0 | 0
11/05/2020 11:00 | 0 | 0.176 | 0 | 0
11/05/2020 12:00 | 0 | 0.328 | 0 | 0
11/05/2020 13:00 | 0 | 0.38 | 0 | 0
11/05/2020 14:00 | 0 | 0.105 | 0 | 0
11/05/2020 15:00 | 0 | 0.325 | 0 | 0
11/05/2020 16:00 | 0 | 0.082 | 0 | 0
11/05/2020 17:00 | 0 | 0.424 | 0 | 0
11/05/2020 18:00 | 0 | 0.276 | 0 | 0
11/05/2020 19:00 | 0 | 0.32 | 0 | 0
11/05/2020 20:00 | 0 | 0.429 | 0 | 0
11/05/2020 21:00 | 0 | 0.32 | 0 | 0
11/05/2020 22:00 | 0 | 0.175 | 0 | 0
11/05/2020 23:00 | 0 | 0.427 | 0 | 0
12/05/2020 00:00 | 0 | 0.176 | 0 | 0
12/05/2020 01:00 | 0 | 0.205 | 0 | 0
12/05/2020 02:00 | 0 | 0.021 | 0 | 0
12/05/2020 03:00 | 0 | 0.093 | 0 | 0
12/05/2020 04:00 | 0 | 0.01 | 0 | 0
12/05/2020 05:00 | 0 | 0.099 | 0 | 0
12/05/2020 06:00 | 0 | 0.515 | 0 | 0
12/05/2020 07:00 | 0 | 0.069 | 0 | 0
12/05/2020 08:00 | 0 | 0.151 | 0 | 0
12/05/2020 09:00 | 0 | 0.176 | 0 | 0
12/05/2020 10:00 | 0 | 0.309 | 0 | 0
12/05/2020 11:00 | 0 | 0.471 | 0 | 0
12/05/2020 12:00 | 0 | 0.394 | 0 | 0
12/05/2020 13:00 | 0 | 0.34 | 0 | 0
12/05/2020 14:00 | 0 | 0.309 | 0 | 0
12/05/2020 15:00 | 0 | 0.107 | 0 | 0
12/05/2020 16:00 | 0 | 0.088 | 0 | 0
12/05/2020 17:00 | 0 | 0.504 | 0 | 0
12/05/2020 18:00 | 0 | 0.335 | 0 | 0
12/05/2020 19:00 | 0 | 0.55 | 0 | 0
12/05/2020 20:00 | 0 | 0.261 | 0 | 0
12/05/2020 21:00 | 0 | 0.347 | 0 | 0
12/05/2020 22:00 | 0 | 0.519 | 0 | 0
12/05/2020 23:00 | 0 | 0.229 | 0 | 0
13/05/2020 00:00 | 0 | 0.391 | 0 | 0
13/05/2020 01:00 | 0 | 0.101 | 0 | 0
13/05/2020 02:00 | 0 | 0.085 | 0 | 0
13/05/2020 03:00 | 0 | 0.232 | 0 | 0
13/05/2020 04:00 | 0 | 0.193 | 0 | 0
13/05/2020 05:00 | 0 | 0.187 | 0 | 0
13/05/2020 06:00 | 0 | 0.087 | 0 | 0
13/05/2020 07:00 | 0 | 0.096 | 0 | 0
13/05/2020 08:00 | 0 | 0.413 | 0 | 0
13/05/2020 09:00 | 0 | 0.075 | 0 | 0
13/05/2020 10:00 | 0 | 0.951 | 0 | 0
13/05/2020 11:00 | 0 | 1.604 | 0 | 0
13/05/2020 12:00 | 0 | 0.235 | 0 | 0
13/05/2020 13:00 | 0 | 0.39433 | 0 | 0
13/05/2020 14:00 | 0 | 0.226 | 0 | 0
13/05/2020 15:00 | 0 | 0.4545 | 0 | 0
13/05/2020 16:00 | 0 | 0.1034 | 0 | 0
13/05/2020 17:00 | 0 | 0.4136 | 0 | 0
13/05/2020 18:00 | 0 | 0.012 | 0 | 0
13/05/2020 19:00 | 0 | 0.701 | 0 | 0
13/05/2020 20:00 | 0 | 0.198 | 0 | 0
13/05/2020 21:00 | 0 | 0.554 | 0 | 0
13/05/2020 22:00 | 0 | 0.21 | 0 | 0
13/05/2020 23:00 | 0 | 0.313 | 0 | 0
14/05/2020 00:00 | 0 | 0.363 | 0 | 0
14/05/2020 01:00 | 0 | 0.101 | 0 | 0
14/05/2020 02:00 | 0 | 0.012 | 0 | 0
14/05/2020 03:00 | 0 | 0.431 | 0 | 0
14/05/2020 04:00 | 0 | 0.085 | 0 | 0
14/05/2020 05:00 | 0 | 0.111 | 0 | 0
14/05/2020 06:00 | 0 | 0.333 | 0 | 0
14/05/2020 07:00 | 0 | 0.205 | 0 | 0
14/05/2020 08:00 | 0 | 0.226 | 0 | 0
14/05/2020 09:00 | 0 | 0.164 | 0 | 0
14/05/2020 10:00 | 0 | 0.353 | 0 | 0
14/05/2020 11:00 | 0 | 0.119 | 0 | 0
14/05/2020 12:00 | 0 | 0.536 | 0 | 0
14/05/2020 13:00 | 0 | 0.243 | 0 | 0
14/05/2020 14:00 | 0 | 0.231 | 0 | 0
14/05/2020 15:00 | 0 | 0.194 | 0 | 0
14/05/2020 16:00 | 0 | 0.012 | 0 | 0
14/05/2020 17:00 | 0 | 0.524 | 0 | 0
14/05/2020 18:00 | 0 | 0.148 | 0 | 0
14/05/2020 19:00 | 0 | 0.557 | 0 | 0
14/05/2020 20:00 | 0 | 0.474 | 0 | 0
14/05/2020 21:00 | 0 | 0.207 | 0 | 0
14/05/2020 22:00 | 0 | 0.396 | 0 | 0
14/05/2020 23:00 | 0 | 0.201 | 0 | 0
15/05/2020 00:00 | 0 | 0.533 | 0 | 0
15/05/2020 01:00 | 0 | 0.199 | 0 | 0
15/05/2020 02:00 | 0 | 0.404 | 0 | 0
15/05/2020 03:00 | 0 | 0.438 | 0 | 0
15/05/2020 04:00 | 0 | 0.114 | 0 | 0
15/05/2020 05:00 | 0 | 0.379 | 0 | 0
15/05/2020 06:00 | 0 | 0.199 | 0 | 0
15/05/2020 07:00 | 0 | 0.111 | 0 | 0
15/05/2020 08:00 | 0 | 0.087 | 0 | 0
15/05/2020 09:00 | 0 | 0.529 | 0 | 0
15/05/2020 10:00 | 0 | 0.251 | 0 | 0
15/05/2020 11:00 | 0 | 0.364 | 0 | 0
15/05/2020 12:00 | 0 | 0.316 | 0 | 0
15/05/2020 13:00 | 0 | 0.21 | 0 | 0
15/05/2020 14:00 | 0 | 0.536 | 0 | 0
15/05/2020 15:00 | 0 | 0.189 | 0 | 0
15/05/2020 16:00 | 0 | 0.215 | 0 | 0
15/05/2020 17:00 | 0 | 0.258 | 0 | 0
15/05/2020 18:00 | 0 | 0.181 | 0 | 0
15/05/2020 19:00 | 0 | 0.198 | 0 | 0
15/05/2020 20:00 | 0 | 0.167 | 0 | 0
15/05/2020 21:00 | 0 | 0.364 | 0 | 0
15/05/2020 22:00 | 0 | 0.104 | 0 | 0
15/05/2020 23:00 | 0 | 0.287 | 0 | 0
16/05/2020 00:00 | 0 | 0.123 | 0 | 0
16/05/2020 01:00 | 0 | 0.205 | 0 | 0
16/05/2020 02:00 | 0 | 0.322 | 0 | 0
16/05/2020 03:00 | 0 | 0.113 | 0 | 0
16/05/2020 04:00 | 0 | 0.012 | 0 | 0
16/05/2020 05:00 | 0 | 0.32 | 0 | 0
16/05/2020 06:00 | 0 | 0.087 | 0 | 0
16/05/2020 07:00 | 0 | 0.012 | 0 | 0
16/05/2020 08:00 | 0 | 0.115 | 0 | 0
16/05/2020 09:00 | 0 | 0.113 | 0 | 0
16/05/2020 10:00 | 0 | 0.345 | 0 | 0
16/05/2020 11:00 | 0 | 0.444 | 0 | 0
16/05/2020 12:00 | 0 | 0.647 | 0 | 0
16/05/2020 13:00 | 0 | 0.295 | 0 | 0
16/05/2020 14:00 | 0 | 0.349 | 0 | 0
16/05/2020 15:00 | 0 | 0.325 | 0 | 0
16/05/2020 16:00 | 0 | 0.487 | 0 | 0
16/05/2020 17:00 | 0 | 0.195 | 0 | 0
16/05/2020 18:00 | 0 | 0.266 | 0 | 0
16/05/2020 19:00 | 0 | 0.336 | 0 | 0
16/05/2020 20:00 | 0 | 0.39 | 0 | 0
16/05/2020 21:00 | 0 | 0.25 | 0 | 0
16/05/2020 22:00 | 0 | 0.198 | 0 | 0
16/05/2020 23:00 | 0 | 0 | 0 | 0
17/05/2020 00:00 | 0 | 0.398 | 0 | 0
17/05/2020 01:00 | 0 | 0.106 | 0 | 0
17/05/2020 02:00 | 0 | 0.232 | 0 | 0
17/05/2020 03:00 | 0 | 0.315 | 0 | 0
17/05/2020 04:00 | 0 | 0.074 | 0 | 0
17/05/2020 05:00 | 0 | 0.086 | 0 | 0
17/05/2020 06:00 | 0 | 0.102 | 0 | 0
17/05/2020 07:00 | 0 | 0.001 | 0 | 0
17/05/2020 08:00 | 0 | 0.404 | 0 | 0
17/05/2020 09:00 | 0 | 0.179 | 0 | 0
17/05/2020 10:00 | 0 | 0.364 | 0 | 0
17/05/2020 11:00 | 0 | 0.279 | 0 | 0
17/05/2020 12:00 | 0 | 0 | 0 | 0
17/05/2020 13:00 | 0 | 0.292 | 0 | 0
17/05/2020 14:00 | 0 | 0.425 | 0 | 0
17/05/2020 15:00 | 0 | 0.208 | 0 | 0
17/05/2020 16:00 | 0 | 0.108 | 0 | 0
17/05/2020 17:00 | 0 | 0.31 | 0 | 0
17/05/2020 18:00 | 0 | 0.427 | 0 | 0
17/05/2020 19:00 | 0 | 0.227 | 0 | 0
17/05/2020 20:00 | 0 | 0.138 | 0 | 0
17/05/2020 21:00 | 0 | 0.424 | 0 | 0
17/05/2020 22:00 | 0 | 0.188 | 0 | 0
17/05/2020 23:00 | 0 | 0.111 | 0 | 0
18/05/2020 00:00 | 0 | 0.305 | 0 | 0
18/05/2020 01:00 | 0 | 0.11 | 0 | 0
18/05/2020 02:00 | 0 | 0.422 | 0 | 0
18/05/2020 03:00 | 0 | 0.301 | 0 | 0
18/05/2020 04:00 | 0 | 0.335 | 0 | 0
18/05/2020 05:00 | 0 | 0.112 | 0 | 0
18/05/2020 06:00 | 0 | 0.196 | 0 | 0
18/05/2020 07:00 | 0 | 0.283 | 0 | 0
18/05/2020 08:00 | 0 | 0.261 | 0 | 0
18/05/2020 09:00 | 0 | 0.32 | 0 | 0
18/05/2020 10:00 | 0 | 0.087 | 0 | 0
18/05/2020 11:00 | 0 | 0.357 | 0 | 0
18/05/2020 12:00 | 0 | 0.165 | 0 | 0
18/05/2020 13:00 | 0 | 0.49 | 0 | 0
18/05/2020 14:00 | 0 | 0.192 | 0 | 0
18/05/2020 15:00 | 0 | 0.469 | 0 | 0
18/05/2020 16:00 | 0 | 0.34 | 0 | 0
18/05/2020 17:00 | 0 | 0.452 | 0 | 0
18/05/2020 18:00 | 0 | 0.348 | 0 | 0
18/05/2020 19:00 | 0 | 0.32 | 0 | 0
18/05/2020 20:00 | 0 | 0.6105 | 0 | 0
18/05/2020 21:00 | 0 | 0.445 | 0 | 0
18/05/2020 22:00 | 0 | 0.418 | 0 | 0
18/05/2020 23:00 | 0 | 0.427 | 0 | 0
19/05/2020 00:00 | 0 | 0.262 | 0 | 0
19/05/2020 01:00 | 0 | 0.238 | 0 | 0
19/05/2020 02:00 | 0 | 0.408 | 0 | 0
19/05/2020 03:00 | 0 | 0.027 | 0 | 0
19/05/2020 04:00 | 0 | 0.027 | 0 | 0
19/05/2020 05:00 | 0 | 0.208 | 0 | 0
19/05/2020 06:00 | 0 | 0.211 | 0 | 0
19/05/2020 07:00 | 0 | 0.127 | 0 | 0
19/05/2020 08:00 | 0 | 0.228 | 0 | 0
19/05/2020 09:00 | 0 | 0.441 | 0 | 0
19/05/2020 10:00 | 0 | 0.345 | 0 | 0
19/05/2020 11:00 | 0 | 1.111 | 0 | 0
19/05/2020 12:00 | 0 | 0.112 | 0 | 0
19/05/2020 13:00 | 0 | 0.7245 | 0 | 0
19/05/2020 14:00 | 0 | 0.361 | 0 | 0
19/05/2020 15:00 | 0 | 0.334 | 0 | 0
19/05/2020 16:00 | 0 | 0.279 | 0 | 0
19/05/2020 17:00 | 0 | 0.099 | 0 | 0
19/05/2020 18:00 | 0 | 0.427 | 0 | 0
19/05/2020 19:00 | 0 | 0.32 | 0 | 0
19/05/2020 20:00 | 0 | 0.406 | 0 | 0
19/05/2020 21:00 | 0 | 0.426 | 0 | 0
19/05/2020 22:00 | 0 | 0.67 | 0 | 0
19/05/2020 23:00 | 0 | 0.359 | 0 | 0
20/05/2020 00:00 | 0 | 0.125 | 0 | 0
20/05/2020 01:00 | 0 | 0.405 | 0 | 0
20/05/2020 02:00 | 0 | 0.211 | 0 | 0
20/05/2020 03:00 | 0 | 0.025 | 0 | 0
20/05/2020 04:00 | 0 | 0.446 | 0 | 0
20/05/2020 05:00 | 0 | 0.026 | 0 | 0
20/05/2020 06:00 | 0 | 0.213 | 0 | 0
20/05/2020 07:00 | 0 | 0.193 | 0 | 0
20/05/2020 08:00 | 0 | 0.274 | 0 | 0
20/05/2020 09:00 | 0 | 0.207 | 0 | 0
20/05/2020 10:00 | 0 | 0.095 | 0 | 0
20/05/2020 11:00 | 0 | 0.724 | 0 | 0
20/05/2020 12:00 | 0 | 0.358 | 0 | 0
20/05/2020 13:00 | 0 | 0.644 | 0 | 0
20/05/2020 14:00 | 0 | 0.428 | 0 | 0
20/05/2020 15:00 | 0 | 0.472 | 0 | 0
20/05/2020 16:00 | 0 | 0.104 | 0 | 0
20/05/2020 17:00 | 0 | 0.503 | 0 | 0
20/05/2020 18:00 | 0 | 0.306 | 0 | 0
20/05/2020 19:00 | 0 | 0.627 | 0 | 0
20/05/2020 20:00 | 0 | 0.348 | 0 | 0
20/05/2020 21:00 | 0 | 0.443 | 0 | 0
20/05/2020 22:00 | 0 | 0.627 | 0 | 0
20/05/2020 23:00 | 0 | 0.331 | 0 | 0
21/05/2020 00:00 | 0 | 0.224 | 0 | 0
21/05/2020 01:00 | 0 | 0.345 | 0 | 0
21/05/2020 02:00 | 0 | 0.285 | 0 | 0
21/05/2020 03:00 | 0 | 0.026 | 0 | 0
21/05/2020 04:00 | 0 | 0.149 | 0 | 0
21/05/2020 05:00 | 0 | 0.108 | 0 | 0
21/05/2020 06:00 | 0 | 0.211 | 0 | 0
21/05/2020 07:00 | 0 | 0.199 | 0 | 0
21/05/2020 08:00 | 0 | 0.352 | 0 | 0
21/05/2020 09:00 | 0 | 0.117 | 0 | 0
21/05/2020 10:00 | 0 | 0.203 | 0 | 0
21/05/2020 11:00 | 0 | 0.475 | 0 | 0
21/05/2020 12:00 | 0 | 0.196 | 0 | 0
21/05/2020 13:00 | 0 | 0.758 | 0 | 0
21/05/2020 14:00 | 0 | 0.4 | 0 | 0
21/05/2020 15:00 | 0 | 0.447 | 0 | 0
21/05/2020 16:00 | 0 | 0.416 | 0 | 0
21/05/2020 17:00 | 0 | 0.182 | 0 | 0
21/05/2020 18:00 | 0 | 0.377 | 0 | 0
21/05/2020 19:00 | 0 | 0.558 | 0 | 0
21/05/2020 20:00 | 0 | 0.33 | 0 | 0
21/05/2020 21:00 | 0 | 0.394 | 0 | 0
21/05/2020 22:00 | 0 | 0.3795 | 0 | 0
21/05/2020 23:00 | 0 | 0.201 | 0 | 0
22/05/2020 00:00 | 0 | 0.284 | 0 | 0
22/05/2020 01:00 | 0 | 0.181 | 0 | 0
22/05/2020 02:00 | 0 | 0.254 | 0 | 0
22/05/2020 03:00 | 0 | 0.181 | 0 | 0
22/05/2020 04:00 | 0 | 0.269 | 0 | 0
22/05/2020 05:00 | 0 | 0.304 | 0 | 0
22/05/2020 06:00 | 0 | 0.484 | 0 | 0
22/05/2020 07:00 | 0 | 0.164 | 0 | 0
22/05/2020 08:00 | 0 | 0.135 | 0 | 0
22/05/2020 09:00 | 0 | 0.385 | 0 | 0
22/05/2020 10:00 | 0 | 0.467 | 0 | 0
22/05/2020 11:00 | 0 | 0.075 | 0 | 0
22/05/2020 12:00 | 0 | 0.536 | 0 | 0
22/05/2020 13:00 | 0 | 0.451 | 0 | 0
22/05/2020 14:00 | 0 | 0.464 | 0 | 0
22/05/2020 15:00 | 0 | 0.446 | 0 | 0
22/05/2020 16:00 | 0 | 0.409 | 0 | 0
22/05/2020 17:00 | 0 | 0.465 | 0 | 0
22/05/2020 18:00 | 0 | 0.761 | 0 | 0
22/05/2020 19:00 | 0 | 0.378 | 0 | 0
22/05/2020 20:00 | 0 | 0.289 | 0 | 0
22/05/2020 21:00 | 0 | 0.36 | 0 | 0
22/05/2020 22:00 | 0 | 0.26 | 0 | 0
22/05/2020 23:00 | 0 | 0.297 | 0 | 0
23/05/2020 00:00 | 0 | 0.3505 | 0 | 0
23/05/2020 01:00 | 0 | 0.1085 | 0 | 0
23/05/2020 02:00 | 0 | 0.119 | 0 | 0
23/05/2020 03:00 | 0 | 0.197 | 0 | 0
23/05/2020 04:00 | 0 | 0.11 | 0 | 0
23/05/2020 05:00 | 0 | 0.025 | 0 | 0
23/05/2020 06:00 | 0 | 0.341 | 0 | 0
23/05/2020 07:00 | 0 | 0.216 | 0 | 0
23/05/2020 08:00 | 0 | 0.238 | 0 | 0
23/05/2020 09:00 | 0 | 0.431 | 0 | 0
23/05/2020 10:00 | 0 | 0.312 | 0 | 0
23/05/2020 11:00 | 0 | 0.399 | 0 | 0
23/05/2020 12:00 | 0 | 0.692 | 0 | 0
23/05/2020 13:00 | 0 | 0.128 | 0 | 0
23/05/2020 14:00 | 0 | 0.634 | 0 | 0
23/05/2020 15:00 | 0 | 0.236 | 0 | 0
23/05/2020 16:00 | 0 | 0.376 | 0 | 0
23/05/2020 17:00 | 0 | 0.442 | 0 | 0
23/05/2020 18:00 | 0 | 0.27 | 0 | 0
23/05/2020 19:00 | 0 | 0.489 | 0 | 0
23/05/2020 20:00 | 0 | 0.347 | 0 | 0
23/05/2020 21:00 | 0 | 0.587 | 0 | 0
23/05/2020 22:00 | 0 | 0.534 | 0 | 0
23/05/2020 23:00 | 0 | 0.025 | 0 | 0
24/05/2020 00:00 | 0 | 0.112 | 0 | 0
24/05/2020 01:00 | 0 | 0.121 | 0 | 0
24/05/2020 02:00 | 0 | 0.519 | 0 | 0
24/05/2020 03:00 | 0 | 0.127 | 0 | 0
24/05/2020 04:00 | 0 | 0.222 | 0 | 0
24/05/2020 05:00 | 0 | 0.773 | 0 | 0
24/05/2020 06:00 | 0 | 0.025333 | 0 | 0
24/05/2020 07:00 | 0 | 0.18025 | 0 | 0
24/05/2020 08:00 | 0 | 0.008 | 0 | 0
24/05/2020 09:00 | 0 | 0.445 | 0 | 0
24/05/2020 10:00 | 0 | 0.852 | 0 | 0
24/05/2020 11:00 | 0 | 0.599 | 0 | 0
24/05/2020 12:00 | 0 | 0.485 | 0 | 0
24/05/2020 13:00 | 0 | 0.304 | 0 | 0
24/05/2020 14:00 | 0 | 0.585 | 0 | 0
24/05/2020 15:00 | 0 | 0.293 | 0 | 0
24/05/2020 16:00 | 0 | 0.611 | 0 | 0
24/05/2020 17:00 | 0 | 0.259 | 0 | 0
24/05/2020 18:00 | 0 | 0.646 | 0 | 0
24/05/2020 19:00 | 0 | 0.437 | 0 | 0
24/05/2020 20:00 | 0 | 0.43 | 0 | 0
24/05/2020 21:00 | 0 | 0.504 | 0 | 0
24/05/2020 22:00 | 0 | 0.46 | 0 | 0
24/05/2020 23:00 | 0 | 0.417 | 0 | 0
25/05/2020 00:00 | 0 | 0.12233 | 0 | 0
25/05/2020 01:00 | 0 | 0.11 | 0 | 0
25/05/2020 02:00 | 0 | 0.025 | 0 | 0
25/05/2020 03:00 | 0 | 0.282 | 0 | 0
25/05/2020 04:00 | 0 | 0.234 | 0 | 0
25/05/2020 05:00 | 0 | 0.024 | 0 | 0
25/05/2020 06:00 | 0 | 0.143 | 0 | 0
25/05/2020 07:00 | 0 | 0.099 | 0 | 0
25/05/2020 08:00 | 0 | 0.209 | 0 | 0
25/05/2020 09:00 | 0 | 0.353 | 0 | 0
25/05/2020 10:00 | 0 | 0.159 | 0 | 0
25/05/2020 11:00 | 0 | 0.25 | 0 | 0
25/05/2020 12:00 | 0 | 0.283 | 0 | 0
25/05/2020 13:00 | 0 | 0.61 | 0 | 0
25/05/2020 14:00 | 0 | 0.301 | 0 | 0
25/05/2020 15:00 | 0 | 0.17 | 0 | 0
25/05/2020 16:00 | 0 | 0.212 | 0 | 0
25/05/2020 17:00 | 0 | 0.506 | 0 | 0
25/05/2020 18:00 | 0 | 0.254 | 0 | 0
25/05/2020 19:00 | 0 | 0.424 | 0 | 0
25/05/2020 20:00 | 0 | 0.301 | 0 | 0
25/05/2020 21:00 | 0 | 0.418 | 0 | 0
25/05/2020 22:00 | 0 | 0.501 | 0 | 0
25/05/2020 23:00 | 0 | 0.227 | 0 | 0
26/05/2020 00:00 | 0 | 0.202 | 0 | 0
26/05/2020 01:00 | 0 | 0.125 | 0 | 0
26/05/2020 02:00 | 0 | 0.271 | 0 | 0
26/05/2020 03:00 | 0 | 0.431 | 0 | 0
26/05/2020 04:00 | 0 | 0.092 | 0 | 0
26/05/2020 05:00 | 0 | 0.179 | 0 | 0
26/05/2020 06:00 | 0 | 0.315 | 0 | 0
26/05/2020 07:00 | 0 | 0.025 | 0 | 0
26/05/2020 08:00 | 0 | 0.197 | 0 | 0
26/05/2020 09:00 | 0 | 0.187 | 0 | 0
26/05/2020 10:00 | 0 | 0.12 | 0 | 0
26/05/2020 11:00 | 0 | 0.524 | 0 | 0
26/05/2020 12:00 | 0 | 0.042 | 0 | 0
26/05/2020 13:00 | 0 | 0.533 | 0 | 0
26/05/2020 14:00 | 0 | 0.291 | 0 | 0
26/05/2020 15:00 | 0 | 0.309 | 0 | 0
26/05/2020 16:00 | 0 | 0.415 | 0 | 0
26/05/2020 17:00 | 0 | 0.184 | 0 | 0
26/05/2020 18:00 | 0 | 0.338 | 0 | 0
26/05/2020 19:00 | 0 | 0.339 | 0 | 0
26/05/2020 20:00 | 0 | 0.692 | 0 | 0
26/05/2020 21:00 | 0 | 0.245 | 0 | 0
26/05/2020 22:00 | 0 | 0.805 | 0 | 0
26/05/2020 23:00 | 0 | 0.134 | 0 | 0
27/05/2020 00:00 | 0 | 0.098 | 0 | 0
27/05/2020 01:00 | 0 | 0.341 | 0 | 0
27/05/2020 02:00 | 0 | 0.168 | 0 | 0
27/05/2020 03:00 | 0 | 0.017 | 0 | 0
27/05/2020 04:00 | 0 | 0.543 | 0 | 0
27/05/2020 05:00 | 0 | 0.111 | 0 | 0
27/05/2020 06:00 | 0 | 0.01 | 0 | 0
27/05/2020 07:00 | 0 | 0.402 | 0 | 0
27/05/2020 08:00 | 0 | 0.103 | 0 | 0
27/05/2020 09:00 | 0 | 0.207 | 0 | 0
27/05/2020 10:00 | 0 | 0.321 | 0 | 0
27/05/2020 11:00 | 0 | 0.108 | 0 | 0
27/05/2020 12:00 | 0 | 0.301 | 0 | 0
27/05/2020 13:00 | 0 | 0.214 | 0 | 0
27/05/2020 14:00 | 0 | 0.118 | 0 | 0
27/05/2020 15:00 | 0 | 0.439 | 0 | 0
27/05/2020 16:00 | 0 | 0.437 | 0 | 0
27/05/2020 17:00 | 0 | 0.182 | 0 | 0
27/05/2020 18:00 | 0 | 0.484 | 0 | 0
27/05/2020 19:00 | 0 | 0.227 | 0 | 0
27/05/2020 20:00 | 0 | 0.589 | 0 | 0
27/05/2020 21:00 | 0 | 0.241 | 0 | 0
27/05/2020 22:00 | 0 | 0.695 | 0 | 0
27/05/2020 23:00 | 0 | 0.02 | 0 | 0
28/05/2020 00:00 | 0 | 0.284 | 0 | 0
28/05/2020 01:00 | 0 | 0.117 | 0 | 0
28/05/2020 02:00 | 0 | 0.101 | 0 | 0
28/05/2020 03:00 | 0 | 0.115 | 0 | 0
28/05/2020 04:00 | 0 | 0.207 | 0 | 0
28/05/2020 05:00 | 0 | 0.093 | 0 | 0
28/05/2020 06:00 | 0 | 0.127 | 0 | 0
28/05/2020 07:00 | 0 | 0.109 | 0 | 0
28/05/2020 08:00 | 0 | 0.104 | 0 | 0
28/05/2020 09:00 | 0 | 0.206 | 0 | 0
28/05/2020 10:00 | 0 | 0.285 | 0 | 0
28/05/2020 11:00 | 0 | 0.557 | 0 | 0
28/05/2020 12:00 | 0 | 0.543 | 0 | 0
28/05/2020 13:00 | 0 | 0.3 | 0 | 0
28/05/2020 14:00 | 0 | 0.401 | 0 | 0
28/05/2020 15:00 | 0 | 0.569 | 0 | 0
28/05/2020 16:00 | 0 | 0.405 | 0 | 0
28/05/2020 17:00 | 0 | 0.393 | 0 | 0
28/05/2020 18:00 | 0 | 0.127 | 0 | 0
28/05/2020 19:00 | 0 | 0.655 | 0 | 0
28/05/2020 20:00 | 0 | 0.372 | 0 | 0
28/05/2020 21:00 | 0 | 0.251 | 0 | 0
28/05/2020 22:00 | 0 | 0.645 | 0 | 0
28/05/2020 23:00 | 0 | 0.018 | 0 | 0
29/05/2020 00:00 | 0 | 0.334 | 0 | 0
29/05/2020 01:00 | 0 | 0.184 | 0 | 0
29/05/2020 02:00 | 0 | 0.093 | 0 | 0
29/05/2020 03:00 | 0 | 0.324 | 0 | 0
29/05/2020 04:00 | 0 | 0.3 | 0 | 0
29/05/2020 05:00 | 0 | 0.323 | 0 | 0
29/05/2020 06:00 | 0 | 0.105 | 0 | 0
29/05/2020 07:00 | 0 | 0.008 | 0 | 0
29/05/2020 08:00 | 0 | 0.309 | 0 | 0
29/05/2020 09:00 | 0 | 0.327 | 0 | 0
29/05/2020 10:00 | 0 | 0.329 | 0 | 0
29/05/2020 11:00 | 0 | 0.213 | 0 | 0
29/05/2020 12:00 | 0 | 0.433 | 0 | 0
29/05/2020 13:00 | 0 | 0.442 | 0 | 0
29/05/2020 14:00 | 0 | 0.295 | 0 | 0
29/05/2020 15:00 | 0 | 0.212 | 0 | 0
29/05/2020 16:00 | 0 | 0.35 | 0 | 0
29/05/2020 17:00 | 0 | 0.218 | 0 | 0
29/05/2020 18:00 | 0 | 0.62 | 0 | 0
29/05/2020 19:00 | 0 | 0.328 | 0 | 0
29/05/2020 20:00 | 0 | 0.608 | 0 | 0
29/05/2020 21:00 | 0 | 0.305 | 0 | 0
29/05/2020 22:00 | 0 | 0.445 | 0 | 0
29/05/2020 23:00 | 0 | 0.3 | 0 | 0
30/05/2020 00:00 | 0 | 0.024 | 0 | 0
30/05/2020 01:00 | 0 | 0.339 | 0 | 0
30/05/2020 02:00 | 0 | 0.093 | 0 | 0
30/05/2020 03:00 | 0 | 0.199 | 0 | 0
30/05/2020 04:00 | 0 | 0.193 | 0 | 0
30/05/2020 05:00 | 0 | 0.32 | 0 | 0
30/05/2020 06:00 | 0 | 0.008 | 0 | 0
30/05/2020 07:00 | 0 | 0.089 | 0 | 0
30/05/2020 08:00 | 0 | 0.214 | 0 | 0
30/05/2020 09:00 | 0 | 0.107 | 0 | 0
30/05/2020 10:00 | 0 | 0.025 | 0 | 0
30/05/2020 11:00 | 0 | 0.389 | 0 | 0
30/05/2020 12:00 | 0 | 0.2 | 0 | 0
30/05/2020 13:00 | 0 | 0.303 | 0 | 0
30/05/2020 14:00 | 0 | 0.54 | 0 | 0
30/05/2020 15:00 | 0 | 0.296 | 0 | 0
30/05/2020 16:00 | 0 | 0.44 | 0 | 0
30/05/2020 17:00 | 0 | 0.009 | 0 | 0
30/05/2020 18:00 | 0 | 0.293 | 0 | 0
30/05/2020 19:00 | 0 | 0.478 | 0 | 0
30/05/2020 20:00 | 0 | 0.421 | 0 | 0
30/05/2020 21:00 | 0 | 0.428 | 0 | 0
30/05/2020 22:00 | 0 | 0.226 | 0 | 0
30/05/2020 23:00 | 0 | 0.524 | 0 | 0
31/05/2020 00:00 | 0 | 0.225 | 0 | 0
31/05/2020 01:00 | 0 | 0.122 | 0 | 0
31/05/2020 02:00 | 0 | 0.093 | 0 | 0
31/05/2020 03:00 | 0 | 0.177 | 0 | 0
31/05/2020 04:00 | 0 | 0.089 | 0 | 0
31/05/2020 05:00 | 0 | 0.231 | 0 | 0
31/05/2020 06:00 | 0 | 0.103 | 0 | 0
31/05/2020 07:00 | 0 | 0.182 | 0 | 0
31/05/2020 08:00 | 0 | 0.356 | 0 | 0
31/05/2020 09:00 | 0 | 0.336 | 0 | 0
31/05/2020 10:00 | 0 | 0.624 | 0 | 0
31/05/2020 11:00 | 0 | 0.64 | 0 | 0
31/05/2020 12:00 | 0 | 0.019 | 0 | 0
31/05/2020 13:00 | 0 | 0.681 | 0 | 0
31/05/2020 14:00 | 0 | 0.38 | 0 | 0
31/05/2020 15:00 | 0 | 0.425 | 0 | 0
31/05/2020 16:00 | 0 | 0.26 | 0 | 0
31/05/2020 17:00 | 0 | 0.198 | 0 | 0
31/05/2020 18:00 | 0 | 0.365 | 0 | 0
31/05/2020 19:00 | 0 | 0.334 | 0 | 0
31/05/2020 20:00 | 0 | 0.407 | 0 | 0
31/05/2020 21:00 | 0 | 0.76 | 0 | 0
31/05/2020 22:00 | 0 | 0.263 | 0 | 0
31/05/2020 23:00 | 0 | 0.529 | 0 | 0
01/06/2020 00:00 | 0 | 0.114 | 0 | 0
01/06/2020 01:00 | 0 | 0.089 | 0 | 0
01/06/2020 02:00 | 0 | 0.245 | 0 | 0
01/06/2020 03:00 | 0 | 0.3 | 0 | 0
01/06/2020 04:00 | 0 | 0.199 | 0 | 0
01/06/2020 05:00 | 0 | 0.008 | 0 | 0
01/06/2020 06:00 | 0 | 0.088 | 0 | 0
01/06/2020 07:00 | 0 | 0.009 | 0 | 0
01/06/2020 08:00 | 0 | 0.176 | 0 | 0
01/06/2020 09:00 | 0 | 0.432 | 0 | 0
01/06/2020 10:00 | 0 | 0.094 | 0 | 0
01/06/2020 11:00 | 0 | 0.411 | 0 | 0
01/06/2020 12:00 | 0 | 0.402 | 0 | 0
01/06/2020 13:00 | 0 | 0.381 | 0 | 0
01/06/2020 14:00 | 0 | 0.11 | 0 | 0
01/06/2020 15:00 | 0 | 0.48 | 0 | 0
01/06/2020 16:00 | 0 | 0.369 | 0 | 0
01/06/2020 17:00 | 0 | 0.423 | 0 | 0
01/06/2020 18:00 | 0 | 0.72 | 0 | 0
01/06/2020 19:00 | 0 | 0.229 | 0 | 0
01/06/2020 20:00 | 0 | 0.656 | 0 | 0
01/06/2020 21:00 | 0 | 0.309 | 0 | 0
01/06/2020 22:00 | 0 | 0.565 | 0 | 0
01/06/2020 23:00 | 0 | 0.131 | 0 | 0
02/06/2020 00:00 | 0 | 0.394 | 0 | 0
02/06/2020 01:00 | 0 | 0.454 | 0 | 0
02/06/2020 02:00 | 0 | 0.211 | 0 | 0
02/06/2020 03:00 | 0 | 0.347 | 0 | 0
02/06/2020 04:00 | 0 | 0.732 | 0 | 0
02/06/2020 05:00 | 0 | 0.13 | 0 | 0
02/06/2020 06:00 | 0 | 0.145 | 0 | 0
02/06/2020 07:00 | 0 | 0.356 | 0 | 0
02/06/2020 08:00 | 0 | 0.008 | 0 | 0
02/06/2020 09:00 | 0 | 0.165 | 0 | 0
02/06/2020 10:00 | 0 | 0.345 | 0 | 0
02/06/2020 11:00 | 0 | 0.113 | 0 | 0
02/06/2020 12:00 | 0 | 0.527 | 0 | 0
02/06/2020 13:00 | 0 | 0.58 | 0 | 0
02/06/2020 14:00 | 0 | 0.541 | 0 | 0
02/06/2020 15:00 | 0 | 0.445 | 0 | 0
02/06/2020 16:00 | 0 | 0.322 | 0 | 0
02/06/2020 17:00 | 0 | 0.451 | 0 | 0
02/06/2020 18:00 | 0 | 0.545 | 0 | 0
02/06/2020 19:00 | 0 | 0.384 | 0 | 0
02/06/2020 20:00 | 0 | 0.781 | 0 | 0
02/06/2020 21:00 | 0 | 0.428 | 0 | 0
02/06/2020 22:00 | 0 | 0.685 | 0 | 0
02/06/2020 23:00 | 0 | 0.371 | 0 | 0
03/06/2020 00:00 | 0 | 0.337 | 0 | 0
03/06/2020 01:00 | 0 | 0.353 | 0 | 0
03/06/2020 02:00 | 0 | 0.412 | 0 | 0
03/06/2020 03:00 | 0 | 0.255 | 0 | 0
03/06/2020 04:00 | 0 | 0.461 | 0 | 0
03/06/2020 05:00 | 0 | 0.131 | 0 | 0
03/06/2020 06:00 | 0 | 0.406 | 0 | 0
03/06/2020 07:00 | 0 | 0.223 | 0 | 0
03/06/2020 08:00 | 0 | 0.263 | 0 | 0
03/06/2020 09:00 | 0 | 0.09 | 0 | 0
03/06/2020 10:00 | 0 | 0.076 | 0 | 0
03/06/2020 11:00 | 0 | 0.107 | 0 | 0
03/06/2020 12:00 | 0 | 0.544 | 0 | 0
03/06/2020 13:00 | 0 | 0.796 | 0 | 0
03/06/2020 14:00 | 0 | 0.344 | 0 | 0
03/06/2020 15:00 | 0 | 0.427 | 0 | 0
03/06/2020 16:00 | 0 | 0.089 | 0 | 0
03/06/2020 17:00 | 0 | 0.496 | 0 | 0
03/06/2020 18:00 | 0 | 0.173 | 0 | 0
03/06/2020 19:00 | 0 | 0.588 | 0 | 0
03/06/2020 20:00 | 0 | 0.286 | 0 | 0
03/06/2020 21:00 | 0 | 0.329 | 0 | 0
03/06/2020 22:00 | 0 | 0.428 | 0 | 0
03/06/2020 23:00 | 0 | 0.325 | 0 | 0
04/06/2020 00:00 | 0 | 0.233 | 0 | 0
04/06/2020 01:00 | 0 | 0.493 | 0 | 0
04/06/2020 02:00 | 0 | 0.501 | 0 | 0
04/06/2020 03:00 | 0 | 0.497 | 0 | 0
04/06/2020 04:00 | 0 | 0.33 | 0 | 0
04/06/2020 05:00 | 0 | 0.198 | 0 | 0
04/06/2020 06:00 | 0 | 0.21 | 0 | 0
04/06/2020 07:00 | 0 | 0.293 | 0 | 0
04/06/2020 08:00 | 0 | 0.203 | 0 | 0
04/06/2020 09:00 | 0 | 0.131 | 0 | 0
04/06/2020 10:00 | 0 | 0.413 | 0 | 0
04/06/2020 11:00 | 0 | 0.454 | 0 | 0
04/06/2020 12:00 | 0 | 0.415 | 0 | 0
04/06/2020 13:00 | 0 | 0.378 | 0 | 0
04/06/2020 14:00 | 0 | 0.508 | 0 | 0
04/06/2020 15:00 | 0 | 0.39 | 0 | 0
04/06/2020 16:00 | 0 | 0.189 | 0 | 0
04/06/2020 17:00 | 0 | 0.498 | 0 | 0
04/06/2020 18:00 | 0 | 0.189 | 0 | 0
04/06/2020 19:00 | 0 | 0.522 | 0 | 0
04/06/2020 20:00 | 0 | 0.435 | 0 | 0
04/06/2020 21:00 | 0 | 0.741 | 0 | 0
04/06/2020 22:00 | 0 | 0.416 | 0 | 0
04/06/2020 23:00 | 0 | 0.427 | 0 | 0
05/06/2020 00:00 | 0 | 0.444 | 0 | 0
05/06/2020 01:00 | 0 | 0.214 | 0 | 0
05/06/2020 02:00 | 0 | 0.351 | 0 | 0
05/06/2020 03:00 | 0 | 0.205 | 0 | 0
05/06/2020 04:00 | 0 | 0.331 | 0 | 0
05/06/2020 05:00 | 0 | 0.306 | 0 | 0
05/06/2020 06:00 | 0 | 0.12 | 0 | 0
05/06/2020 07:00 | 0 | 0.216 | 0 | 0
05/06/2020 08:00 | 0 | 0.13 | 0 | 0
05/06/2020 09:00 | 0 | 0.56 | 0 | 0
05/06/2020 10:00 | 0 | 0.235 | 0 | 0
05/06/2020 11:00 | 0 | 0.238 | 0 | 0
05/06/2020 12:00 | 0 | 0.403 | 0 | 0
05/06/2020 13:00 | 0 | 0.469 | 0 | 0
05/06/2020 14:00 | 0 | 0.567 | 0 | 0
05/06/2020 15:00 | 0 | 0.243 | 0 | 0
05/06/2020 16:00 | 0 | 0.402 | 0 | 0
05/06/2020 17:00 | 0 | 0.345 | 0 | 0
05/06/2020 18:00 | 0 | 0.572 | 0 | 0
05/06/2020 19:00 | 0 | 0.467 | 0 | 0
05/06/2020 20:00 | 0 | 0.079 | 0 | 0
05/06/2020 21:00 | 0 | 0.132 | 0 | 0
05/06/2020 22:00 | 0 | 0.134 | 0 | 0
05/06/2020 23:00 | 0 | 0.092 | 0 | 0
06/06/2020 00:00 | 0 | 0.173 | 0 | 0
06/06/2020 01:00 | 0 | 0.195 | 0 | 0
06/06/2020 02:00 | 0 | 0.009 | 0 | 0
06/06/2020 03:00 | 0 | 0.319 | 0 | 0
06/06/2020 04:00 | 0 | 0.173 | 0 | 0
06/06/2020 05:00 | 0 | 0.101 | 0 | 0
06/06/2020 06:00 | 0 | 0.107 | 0 | 0
06/06/2020 07:00 | 0 | 0.124 | 0 | 0
06/06/2020 08:00 | 0 | 0.101 | 0 | 0
06/06/2020 09:00 | 0 | 0.727 | 0 | 0
06/06/2020 10:00 | 0 | 0.267 | 0 | 0
06/06/2020 11:00 | 0 | 0.246 | 0 | 0
06/06/2020 12:00 | 0 | 0.272 | 0 | 0
06/06/2020 13:00 | 0 | 0.128 | 0 | 0
06/06/2020 14:00 | 0 | 0.207 | 0 | 0
06/06/2020 15:00 | 0 | 0.356 | 0 | 0
06/06/2020 16:00 | 0 | 0.113 | 0 | 0
06/06/2020 17:00 | 0 | 0.09 | 0 | 0
06/06/2020 18:00 | 0 | 0.418 | 0 | 0
06/06/2020 19:00 | 0 | 0.247 | 0 | 0
06/06/2020 20:00 | 0 | 0.256 | 0 | 0
06/06/2020 21:00 | 0 | 0.237 | 0 | 0
06/06/2020 22:00 | 0 | 0.103 | 0 | 0
06/06/2020 23:00 | 0 | 0.257 | 0 | 0
07/06/2020 00:00 | 0 | 0.294 | 0 | 0
07/06/2020 01:00 | 0 | 0.164 | 0 | 0
07/06/2020 02:00 | 0 | 0.395 | 0 | 0
07/06/2020 03:00 | 0 | 0.104 | 0 | 0
07/06/2020 04:00 | 0 | 0.105 | 0 | 0
07/06/2020 05:00 | 0 | 0.174 | 0 | 0
07/06/2020 06:00 | 0 | 0.204 | 0 | 0
07/06/2020 07:00 | 0 | 0.008 | 0 | 0
07/06/2020 08:00 | 0 | 0.088 | 0 | 0
07/06/2020 09:00 | 0 | 0.306 | 0 | 0
07/06/2020 10:00 | 0 | 0.243 | 0 | 0
07/06/2020 11:00 | 0 | 0.197 | 0 | 0
07/06/2020 12:00 | 0 | 0.166 | 0 | 0
07/06/2020 13:00 | 0 | 0.332 | 0 | 0
07/06/2020 14:00 | 0 | 0.279 | 0 | 0
07/06/2020 15:00 | 0 | 0.238 | 0 | 0
07/06/2020 16:00 | 0 | 0.343 | 0 | 0
07/06/2020 17:00 | 0 | 0.45 | 0 | 0
07/06/2020 18:00 | 0 | 0.521 | 0 | 0
07/06/2020 19:00 | 0 | 0.139 | 0 | 0
07/06/2020 20:00 | 0 | 0.564 | 0 | 0
07/06/2020 21:00 | 0 | 0.158 | 0 | 0
07/06/2020 22:00 | 0 | 0.104 | 0 | 0
07/06/2020 23:00 | 0 | 0.389 | 0 | 0
08/06/2020 00:00 | 0 | 0.251 | 0 | 0
08/06/2020 01:00 | 0 | 0.166 | 0 | 0
08/06/2020 02:00 | 0 | 0.102 | 0 | 0
08/06/2020 03:00 | 0 | 0.305 | 0 | 0
08/06/2020 04:00 | 0 | 0.008 | 0 | 0
08/06/2020 05:00 | 0 | 0.008 | 0 | 0
08/06/2020 06:00 | 0 | 0.5 | 0 | 0
08/06/2020 07:00 | 0 | 0.007 | 0 | 0
08/06/2020 08:00 | 0 | 0.089 | 0 | 0
08/06/2020 09:00 | 0 | 0.008 | 0 | 0
08/06/2020 10:00 | 0 | 0.103 | 0 | 0
08/06/2020 11:00 | 0 | 0.081 | 0 | 0
08/06/2020 12:00 | 0 | 0.447 | 0 | 0
08/06/2020 13:00 | 0 | 0.416 | 0 | 0
08/06/2020 14:00 | 0 | 0.446 | 0 | 0
08/06/2020 15:00 | 0 | 0.016 | 0 | 0
08/06/2020 16:00 | 0 | 0.227 | 0 | 0
08/06/2020 17:00 | 0 | 0.024 | 0 | 0
08/06/2020 18:00 | 0 | 0.441 | 0 | 0
08/06/2020 19:00 | 0 | 0.503 | 0 | 0
08/06/2020 20:00 | 0 | 0.535 | 0 | 0
08/06/2020 21:00 | 0 | 0.218 | 0 | 0
08/06/2020 22:00 | 0 | 0.346 | 0 | 0
08/06/2020 23:00 | 0 | 0.502 | 0 | 0
09/06/2020 00:00 | 0 | 0.283 | 0 | 0
09/06/2020 01:00 | 0 | 0.213 | 0 | 0
09/06/2020 02:00 | 0 | 0.007 | 0 | 0
09/06/2020 03:00 | 0 | 0.121 | 0 | 0
09/06/2020 04:00 | 0 | 0.081 | 0 | 0
09/06/2020 05:00 | 0 | 0.121 | 0 | 0
09/06/2020 06:00 | 0 | 0.233 | 0 | 0
09/06/2020 07:00 | 0 | 0.234 | 0 | 0
09/06/2020 08:00 | 0 | 0.073 | 0 | 0
09/06/2020 09:00 | 0 | 0.463 | 0 | 0
09/06/2020 10:00 | 0 | 0.156 | 0 | 0
09/06/2020 11:00 | 0 | 0.163 | 0 | 0
09/06/2020 12:00 | 0 | 0.145 | 0 | 0
09/06/2020 13:00 | 0 | 0.168 | 0 | 0
09/06/2020 14:00 | 0 | 0.4265 | 0 | 0
09/06/2020 15:00 | 0 | 0.334 | 0 | 0
09/06/2020 16:00 | 0 | 0.361 | 0 | 0
09/06/2020 17:00 | 0 | 0.139 | 0 | 0
09/06/2020 18:00 | 0 | 0.437 | 0 | 0
09/06/2020 19:00 | 0 | 0.297 | 0 | 0
09/06/2020 20:00 | 0 | 0.615 | 0 | 0
09/06/2020 21:00 | 0 | 0.231 | 0 | 0
09/06/2020 22:00 | 0 | 0.219 | 0 | 0
09/06/2020 23:00 | 0 | 0.338 | 0 | 0
10/06/2020 00:00 | 0 | 0.245 | 0 | 0
10/06/2020 01:00 | 0 | 0.101 | 0 | 0
10/06/2020 02:00 | 0 | 0.009 | 0 | 0
10/06/2020 03:00 | 0 | 0.008 | 0 | 0
10/06/2020 04:00 | 0 | 0.1 | 0 | 0
10/06/2020 05:00 | 0 | 0.204 | 0 | 0
10/06/2020 06:00 | 0 | 0.008 | 0 | 0
10/06/2020 07:00 | 0 | 0.099 | 0 | 0
10/06/2020 08:00 | 0 | 0.056 | 0 | 0
10/06/2020 09:00 | 0 | 0.007 | 0 | 0
10/06/2020 10:00 | 0 | 0.405 | 0 | 0
10/06/2020 11:00 | 0 | 0.133 | 0 | 0
10/06/2020 12:00 | 0 | 0.433 | 0 | 0
10/06/2020 13:00 | 0 | 0.219 | 0 | 0
10/06/2020 14:00 | 0 | 0.195 | 0 | 0
10/06/2020 15:00 | 0 | 0.298 | 0 | 0
10/06/2020 16:00 | 0 | 0.03 | 0 | 0
10/06/2020 17:00 | 0 | 0.41 | 0 | 0
10/06/2020 18:00 | 0 | 0.378 | 0 | 0
10/06/2020 19:00 | 0 | 0.716 | 0 | 0
10/06/2020 20:00 | 0 | 0.301 | 0 | 0
10/06/2020 21:00 | 0 | 0.413 | 0 | 0
10/06/2020 22:00 | 0 | 0.361 | 0 | 0
10/06/2020 23:00 | 0 | 0.376 | 0 | 0
11/06/2020 00:00 | 0 | 0.103 | 0 | 0
11/06/2020 01:00 | 0 | 0.284 | 0 | 0
11/06/2020 02:00 | 0 | 0.174 | 0 | 0
11/06/2020 03:00 | 0 | 0.1 | 0 | 0
11/06/2020 04:00 | 0 | 0.089 | 0 | 0
11/06/2020 05:00 | 0 | 0.215 | 0 | 0
11/06/2020 06:00 | 0 | 0.117 | 0 | 0
11/06/2020 07:00 | 0 | 0.014 | 0 | 0
11/06/2020 08:00 | 0 | 0.129 | 0 | 0
11/06/2020 09:00 | 0 | 0.1495 | 0 | 0
11/06/2020 10:00 | 0 | 0.178 | 0 | 0
11/06/2020 11:00 | 0 | 0.108 | 0 | 0
11/06/2020 12:00 | 0 | 0.662 | 0 | 0
11/06/2020 13:00 | 0 | 0.301 | 0 | 0
11/06/2020 14:00 | 0 | 0.522 | 0 | 0
11/06/2020 15:00 | 0 | 0.128 | 0 | 0
11/06/2020 16:00 | 0 | 0.589 | 0 | 0
11/06/2020 17:00 | 0 | 0.323 | 0 | 0
11/06/2020 18:00 | 0 | 0.223 | 0 | 0
11/06/2020 19:00 | 0 | 0.33 | 0 | 0
11/06/2020 20:00 | 0 | 0.447 | 0 | 0
11/06/2020 21:00 | 0 | 0.452 | 0 | 0
11/06/2020 22:00 | 0 | 0.331 | 0 | 0
11/06/2020 23:00 | 0 | 0.238 | 0 | 0
12/06/2020 00:00 | 0 | 0.292 | 0 | 0
12/06/2020 01:00 | 0 | 0.298 | 0 | 0
12/06/2020 02:00 | 0 | 0.221 | 0 | 0
12/06/2020 03:00 | 0 | 0.219 | 0 | 0
12/06/2020 04:00 | 0 | 0.099 | 0 | 0
12/06/2020 05:00 | 0 | 0.008 | 0 | 0
12/06/2020 06:00 | 0 | 0.431 | 0 | 0
12/06/2020 07:00 | 0 | 0.103 | 0 | 0
12/06/2020 08:00 | 0 | 0.162 | 0 | 0
12/06/2020 09:00 | 0 | 0.125 | 0 | 0
12/06/2020 10:00 | 0 | 0.5 | 0 | 0
12/06/2020 11:00 | 0 | 0.191 | 0 | 0
12/06/2020 12:00 | 0 | 0.241 | 0 | 0
12/06/2020 13:00 | 0 | 0.205 | 0 | 0
12/06/2020 14:00 | 0 | 0.363 | 0 | 0
12/06/2020 15:00 | 0 | 0.096 | 0 | 0
12/06/2020 16:00 | 0 | 0.344 | 0 | 0
12/06/2020 17:00 | 0 | 0.168 | 0 | 0
12/06/2020 18:00 | 0 | 0.117 | 0 | 0
12/06/2020 19:00 | 0 | 0.202 | 0 | 0
12/06/2020 20:00 | 0 | 0.515 | 0 | 0
12/06/2020 21:00 | 0 | 0.459 | 0 | 0
12/06/2020 22:00 | 0 | 0.469 | 0 | 0
12/06/2020 23:00 | 0 | 0.314 | 0 | 0
13/06/2020 00:00 | 0 | 0.138 | 0 | 0
13/06/2020 01:00 | 0 | 0.142 | 0 | 0
13/06/2020 02:00 | 0 | 0.36 | 0 | 0
13/06/2020 03:00 | 0 | 0.214 | 0 | 0
13/06/2020 04:00 | 0 | 0.234 | 0 | 0
13/06/2020 05:00 | 0 | 0.351 | 0 | 0
13/06/2020 06:00 | 0 | 0.465 | 0 | 0
13/06/2020 07:00 | 0 | 0.14 | 0 | 0
13/06/2020 08:00 | 0 | 0.208 | 0 | 0
13/06/2020 09:00 | 0 | 0.116 | 0 | 0
13/06/2020 10:00 | 0 | 0.409 | 0 | 0
13/06/2020 11:00 | 0 | 0.191 | 0 | 0
13/06/2020 12:00 | 0 | 0.407 | 0 | 0
13/06/2020 13:00 | 0 | 0.607 | 0 | 0
13/06/2020 14:00 | 0 | 0.217 | 0 | 0
13/06/2020 15:00 | 0 | 0.392 | 0 | 0
13/06/2020 16:00 | 0 | 0.344 | 0 | 0
13/06/2020 17:00 | 0 | 0.348 | 0 | 0
13/06/2020 18:00 | 0 | 0.133 | 0 | 0
13/06/2020 19:00 | 0 | 0.402 | 0 | 0
13/06/2020 20:00 | 0 | 0.558 | 0 | 0
13/06/2020 21:00 | 0 | 0.573 | 0 | 0
13/06/2020 22:00 | 0 | 0.312 | 0 | 0
13/06/2020 23:00 | 0 | 0.216 | 0 | 0
14/06/2020 00:00 | 0 | 0.366 | 0 | 0
14/06/2020 01:00 | 0 | 0.237 | 0 | 0
14/06/2020 02:00 | 0 | 0.219 | 0 | 0
14/06/2020 03:00 | 0 | 0.144 | 0 | 0
14/06/2020 04:00 | 0 | 0.233 | 0 | 0
14/06/2020 05:00 | 0 | 0.361 | 0 | 0
14/06/2020 06:00 | 0 | 0.337 | 0 | 0
14/06/2020 07:00 | 0 | 0.366 | 0 | 0
14/06/2020 08:00 | 0 | 0.136 | 0 | 0
14/06/2020 09:00 | 0 | 0.187 | 0 | 0
14/06/2020 10:00 | 0 | 0.111 | 0 | 0
14/06/2020 11:00 | 0 | 0.348 | 0 | 0
14/06/2020 12:00 | 0 | 0.16 | 0 | 0
14/06/2020 13:00 | 0 | 1.015 | 0 | 0
14/06/2020 14:00 | 0 | 0.188 | 0 | 0
14/06/2020 15:00 | 0 | 0.412 | 0 | 0
14/06/2020 16:00 | 0 | 0.318 | 0 | 0
14/06/2020 17:00 | 0 | 0.304 | 0 | 0
14/06/2020 18:00 | 0 | 0.192 | 0 | 0
14/06/2020 19:00 | 0 | 0.309 | 0 | 0
14/06/2020 20:00 | 0 | 0.41 | 0 | 0
14/06/2020 21:00 | 0 | 0.238 | 0 | 0
14/06/2020 22:00 | 0 | 0.375 | 0 | 0
14/06/2020 23:00 | 0 | 0.313 | 0 | 0
15/06/2020 00:00 | 0 | 0.14 | 0 | 0
15/06/2020 01:00 | 0 | 0.36 | 0 | 0
15/06/2020 02:00 | 0 | 0.319 | 0 | 0
15/06/2020 03:00 | 0 | 0.145 | 0 | 0
15/06/2020 04:00 | 0 | 0.359 | 0 | 0
15/06/2020 05:00 | 0 | 0.026 | 0 | 0
15/06/2020 06:00 | 0 | 0.195 | 0 | 0
15/06/2020 07:00 | 0 | 0.255 | 0 | 0
15/06/2020 08:00 | 0 | 0.015 | 0 | 0
15/06/2020 09:00 | 0 | 0.2 | 0 | 0
15/06/2020 10:00 | 0 | 0.156 | 0 | 0
15/06/2020 11:00 | 0 | 0.545 | 0 | 0
15/06/2020 12:00 | 0 | 0.559 | 0 | 0
15/06/2020 13:00 | 0 | 0.656 | 0 | 0
15/06/2020 14:00 | 0 | 0.123 | 0 | 0
15/06/2020 15:00 | 0 | 0.488 | 0 | 0
15/06/2020 16:00 | 0 | 0.44 | 0 | 0
15/06/2020 17:00 | 0 | 0.409 | 0 | 0
15/06/2020 18:00 | 0 | 0.454 | 0 | 0
15/06/2020 19:00 | 0 | 0.465 | 0 | 0
15/06/2020 20:00 | 0 | 0.253 | 0 | 0
15/06/2020 21:00 | 0 | 0.237 | 0 | 0
15/06/2020 22:00 | 0 | 0.386 | 0 | 0
15/06/2020 23:00 | 0 | 0.138 | 0 | 0
16/06/2020 00:00 | 0 | 0.138 | 0 | 0
16/06/2020 01:00 | 0 | 0.046 | 0 | 0
16/06/2020 02:00 | 0 | 0.118 | 0 | 0
16/06/2020 03:00 | 0 | 0.348 | 0 | 0
16/06/2020 04:00 | 0 | 0.025 | 0 | 0
16/06/2020 05:00 | 0 | 0.14 | 0 | 0
16/06/2020 06:00 | 0 | 0.194 | 0 | 0
16/06/2020 07:00 | 0 | 0.025 | 0 | 0
16/06/2020 08:00 | 0 | 0.074 | 0 | 0
16/06/2020 09:00 | 0 | 0.072 | 0 | 0
16/06/2020 10:00 | 0 | 0.474 | 0 | 0
16/06/2020 11:00 | 0 | 0.025 | 0 | 0
16/06/2020 12:00 | 0 | 0.007 | 0 | 0
16/06/2020 13:00 | 0 | 0.782 | 0 | 0
16/06/2020 14:00 | 0 | 0.335 | 0 | 0
16/06/2020 15:00 | 0 | 0.37 | 0 | 0
16/06/2020 16:00 | 0 | 0.389 | 0 | 0
16/06/2020 17:00 | 0 | 0.543 | 0 | 0
16/06/2020 18:00 | 0 | 0.146 | 0 | 0
16/06/2020 19:00 | 0 | 0.384 | 0 | 0
16/06/2020 20:00 | 0 | 0.464 | 0 | 0
16/06/2020 21:00 | 0 | 0.346 | 0 | 0
16/06/2020 22:00 | 0 | 0.369 | 0 | 0
16/06/2020 23:00 | 0 | 0.306 | 0 | 0
17/06/2020 00:00 | 0 | 0.127 | 0 | 0
17/06/2020 01:00 | 0 | 0.025 | 0 | 0
17/06/2020 02:00 | 0 | 0.245 | 0 | 0
17/06/2020 03:00 | 0 | 0.19 | 0 | 0
17/06/2020 04:00 | 0 | 0.026 | 0 | 0
17/06/2020 05:00 | 0 | 0.025 | 0 | 0
17/06/2020 06:00 | 0 | 0.344 | 0 | 0
17/06/2020 07:00 | 0 | 0.025 | 0 | 0
17/06/2020 08:00 | 0 | 0.172 | 0 | 0
17/06/2020 09:00 | 0 | 0.286 | 0 | 0
17/06/2020 10:00 | 0 | 0.113 | 0 | 0
17/06/2020 11:00 | 0 | 0.007 | 0 | 0
17/06/2020 12:00 | 0 | 0.156 | 0 | 0
17/06/2020 13:00 | 0 | 0.119 | 0 | 0
17/06/2020 14:00 | 0 | 0.298 | 0 | 0
17/06/2020 15:00 | 0 | 0.236 | 0 | 0
17/06/2020 16:00 | 0 | 0.26 | 0 | 0
17/06/2020 17:00 | 0 | 0.331 | 0 | 0
17/06/2020 18:00 | 0 | 0.412 | 0 | 0
17/06/2020 19:00 | 0 | 0.344 | 0 | 0
17/06/2020 20:00 | 0 | 0.543 | 0 | 0
17/06/2020 21:00 | 0 | 0.275 | 0 | 0
17/06/2020 22:00 | 0 | 0.308 | 0 | 0
17/06/2020 23:00 | 0 | 0.54 | 0 | 0
18/06/2020 00:00 | 0 | 1.503 | 0 | 0
18/06/2020 01:00 | 0 | 0.025 | 0 | 0
18/06/2020 02:00 | 0 | 0.377 | 0 | 0
18/06/2020 03:00 | 0 | 0.234 | 0 | 0
18/06/2020 04:00 | 0 | 0.025 | 0 | 0
18/06/2020 05:00 | 0 | 0.025 | 0 | 0
18/06/2020 06:00 | 0 | 0.116 | 0 | 0
18/06/2020 07:00 | 0 | 0.076 | 0 | 0
18/06/2020 08:00 | 0 | 0.145 | 0 | 0
18/06/2020 09:00 | 0 | 0.151 | 0 | 0
18/06/2020 10:00 | 0 | 0.244 | 0 | 0
18/06/2020 11:00 | 0 | 0.414 | 0 | 0
18/06/2020 12:00 | 0 | 0.185 | 0 | 0
18/06/2020 13:00 | 0 | 0.54 | 0 | 0
18/06/2020 14:00 | 0 | 0.294 | 0 | 0
18/06/2020 15:00 | 0 | 0.388 | 0 | 0
18/06/2020 16:00 | 0 | 0.537 | 0 | 0
18/06/2020 17:00 | 0 | 0.284 | 0 | 0
18/06/2020 18:00 | 0 | 0.502 | 0 | 0
18/06/2020 19:00 | 0 | 0.247 | 0 | 0
18/06/2020 20:00 | 0 | 0.601 | 0 | 0
18/06/2020 21:00 | 0 | 0.188 | 0 | 0
18/06/2020 22:00 | 0 | 0.766 | 0 | 0
18/06/2020 23:00 | 0 | 0.358 | 0 | 0
19/06/2020 00:00 | 0 | 0.235 | 0 | 0
19/06/2020 01:00 | 0 | 0.221 | 0 | 0
19/06/2020 02:00 | 0 | 0.121 | 0 | 0
19/06/2020 03:00 | 0 | 0.026 | 0 | 0
19/06/2020 04:00 | 0 | 0.449 | 0 | 0
19/06/2020 05:00 | 0 | 0.126 | 0 | 0
19/06/2020 06:00 | 0 | 0.027 | 0 | 0
19/06/2020 07:00 | 0 | 0.539 | 0 | 0
19/06/2020 08:00 | 0 | 0.008 | 0 | 0
19/06/2020 09:00 | 0 | 0.007 | 0 | 0
19/06/2020 10:00 | 0 | 0.475 | 0 | 0
19/06/2020 11:00 | 0 | 0.191 | 0 | 0
19/06/2020 12:00 | 0 | 0.289 | 0 | 0
19/06/2020 13:00 | 0 | 0.482 | 0 | 0
19/06/2020 14:00 | 0 | 0.194 | 0 | 0
19/06/2020 15:00 | 0 | 0.534 | 0 | 0
19/06/2020 16:00 | 0 | 0.113 | 0 | 0
19/06/2020 17:00 | 0 | 0.43 | 0 | 0
19/06/2020 18:00 | 0 | 0.248 | 0 | 0
19/06/2020 19:00 | 0 | 0.253 | 0 | 0
19/06/2020 20:00 | 0 | 0.444 | 0 | 0
19/06/2020 21:00 | 0 | 0.351 | 0 | 0
19/06/2020 22:00 | 0 | 0.464 | 0 | 0
19/06/2020 23:00 | 0 | 0.212 | 0 | 0
20/06/2020 00:00 | 0 | 0.237 | 0 | 0
20/06/2020 01:00 | 0 | 0.429 | 0 | 0
20/06/2020 02:00 | 0 | 0.237 | 0 | 0
20/06/2020 03:00 | 0 | 0.139 | 0 | 0
20/06/2020 04:00 | 0 | 0.456 | 0 | 0
20/06/2020 05:00 | 0 | 0.258 | 0 | 0
20/06/2020 06:00 | 0 | 0.344 | 0 | 0
20/06/2020 07:00 | 0 | 0.345 | 0 | 0
20/06/2020 08:00 | 0 | 0.237 | 0 | 0
20/06/2020 09:00 | 0 | 0.11 | 0 | 0
20/06/2020 10:00 | 0 | 0.251 | 0 | 0
20/06/2020 11:00 | 0 | 0.201 | 0 | 0
20/06/2020 12:00 | 0 | 0.098 | 0 | 0
20/06/2020 13:00 | 0 | 0.192 | 0 | 0
20/06/2020 14:00 | 0 | 0.147 | 0 | 0
20/06/2020 15:00 | 0 | 0.086 | 0 | 0
20/06/2020 16:00 | 0 | 0.228 | 0 | 0
20/06/2020 17:00 | 0 | 0.364 | 0 | 0
20/06/2020 18:00 | 0 | 0.211 | 0 | 0
20/06/2020 19:00 | 0 | 0.535 | 0 | 0
20/06/2020 20:00 | 0 | 0.329 | 0 | 0
20/06/2020 21:00 | 0 | 0.471 | 0 | 0
20/06/2020 22:00 | 0 | 0.265 | 0 | 0
20/06/2020 23:00 | 0 | 0.267 | 0 | 0
21/06/2020 00:00 | 0 | 0.34 | 0 | 0
21/06/2020 01:00 | 0 | 0.305 | 0 | 0
21/06/2020 02:00 | 0 | 0.31 | 0 | 0
21/06/2020 03:00 | 0 | 0.355 | 0 | 0
21/06/2020 04:00 | 0 | 0.497 | 0 | 0
21/06/2020 05:00 | 0 | 0.137 | 0 | 0
21/06/2020 06:00 | 0 | 0.357 | 0 | 0
21/06/2020 07:00 | 0 | 0.118 | 0 | 0
21/06/2020 08:00 | 0 | 0.025 | 0 | 0
21/06/2020 09:00 | 0 | 0.241 | 0 | 0
21/06/2020 10:00 | 0 | 0.179 | 0 | 0
21/06/2020 11:00 | 0 | 0.754 | 0 | 0
21/06/2020 12:00 | 0 | 0.413 | 0 | 0
21/06/2020 13:00 | 0 | 0.217 | 0 | 0
21/06/2020 14:00 | 0 | 1.581 | 0 | 0
21/06/2020 15:00 | 0 | 0.348 | 0 | 0
21/06/2020 16:00 | 0 | 0.68 | 0 | 0
21/06/2020 17:00 | 0 | 0.547 | 0 | 0
21/06/2020 18:00 | 0 | 0.9 | 0 | 0
21/06/2020 19:00 | 0 | 0.471 | 0 | 0
21/06/2020 20:00 | 0 | 0.356 | 0 | 0
21/06/2020 21:00 | 0 | 0.296 | 0 | 0
21/06/2020 22:00 | 0 | 0.295 | 0 | 0
21/06/2020 23:00 | 0 | 0.544 | 0 | 0
22/06/2020 00:00 | 0 | 0.249 | 0 | 0
22/06/2020 01:00 | 0 | 0.329 | 0 | 0
22/06/2020 02:00 | 0 | 0.465 | 0 | 0
22/06/2020 03:00 | 0 | 0.379 | 0 | 0
22/06/2020 04:00 | 0 | 0.234 | 0 | 0
22/06/2020 05:00 | 0 | 0.231 | 0 | 0
22/06/2020 06:00 | 0 | 0.307 | 0 | 0
22/06/2020 07:00 | 0 | 0.445 | 0 | 0
22/06/2020 08:00 | 0 | 0.154 | 0 | 0
22/06/2020 09:00 | 0 | 0.36 | 0 | 0
22/06/2020 10:00 | 0 | 0.038 | 0 | 0
22/06/2020 11:00 | 0 | 0.0375 | 0 | 0
22/06/2020 12:00 | 0 | 0.592 | 0 | 0
22/06/2020 13:00 | 0 | 0.167 | 0 | 0
22/06/2020 14:00 | 0 | 0.363 | 0 | 0
22/06/2020 15:00 | 0 | 1.038 | 0 | 0
22/06/2020 16:00 | 0 | 0.749 | 0 | 0
22/06/2020 17:00 | 0 | 0.494 | 0 | 0
22/06/2020 18:00 | 0 | 0.824 | 0 | 0
22/06/2020 19:00 | 0 | 0.556 | 0 | 0
22/06/2020 20:00 | 0 | 0.432 | 0 | 0
22/06/2020 21:00 | 0 | 0.53 | 0 | 0
22/06/2020 22:00 | 0 | 0.309 | 0 | 0
22/06/2020 23:00 | 0 | 0.539 | 0 | 0
23/06/2020 00:00 | 0 | 0.311 | 0 | 0
23/06/2020 01:00 | 0 | 0.23 | 0 | 0
23/06/2020 02:00 | 0 | 0.447 | 0 | 0
23/06/2020 03:00 | 0 | 0.308 | 0 | 0
23/06/2020 04:00 | 0 | 0.231 | 0 | 0
23/06/2020 05:00 | 0 | 0.216 | 0 | 0
23/06/2020 06:00 | 0 | 0.233 | 0 | 0
23/06/2020 07:00 | 0 | 0.366 | 0 | 0
23/06/2020 08:00 | 0 | 0.259 | 0 | 0
23/06/2020 09:00 | 0 | 0.227 | 0 | 0
23/06/2020 10:00 | 0 | 0.11 | 0 | 0
23/06/2020 11:00 | 0 | 0.278 | 0 | 0
23/06/2020 12:00 | 0 | 0.207 | 0 | 0
23/06/2020 13:00 | 0 | 0.561 | 0 | 0
23/06/2020 14:00 | 0 | 0.52467 | 0 | 0
23/06/2020 15:00 | 0 | 0.263 | 0 | 0
23/06/2020 16:00 | 0 | 0.281 | 0 | 0
23/06/2020 17:00 | 0 | 0.42543 | 0 | 0
23/06/2020 18:00 | 0 | 0.47925 | 0 | 0
23/06/2020 19:00 | 0 | 0.4405 | 0 | 0
23/06/2020 20:00 | 0 | 0.315 | 0 | 0
23/06/2020 21:00 | 0 | 0.51 | 0 | 0
23/06/2020 22:00 | 0 | 0.326 | 0 | 0
23/06/2020 23:00 | 0 | 0.38855 | 0 | 0
24/06/2020 00:00 | 0 | 0.16611 | 0 | 0
24/06/2020 01:00 | 0 | 0.1983 | 0 | 0
24/06/2020 02:00 | 0 | 0.13868 | 0 | 0
24/06/2020 03:00 | 0 | 0.070388 | 0 | 0
24/06/2020 04:00 | 0 | 0.161 | 0 | 0
24/06/2020 05:00 | 0 | 0.34899 | 0 | 0
24/06/2020 06:00 | 0 | 0.035761 | 0 | 0
24/06/2020 07:00 | 0 | 0.068352 | 0 | 0
24/06/2020 08:00 | 0 | 0.32622 | 0 | 0
24/06/2020 09:00 | 0 | 0.007 | 0 | 0
24/06/2020 10:00 | 0 | 0.16 | 0 | 0
24/06/2020 11:00 | 0 | 0.02 | 0 | 0
24/06/2020 12:00 | 0 | 0.094 | 0 | 0
24/06/2020 13:00 | 0 | 0.218 | 0 | 0
24/06/2020 14:00 | 0 | 0.444 | 0 | 0
24/06/2020 15:00 | 0 | 0.349 | 0 | 0
24/06/2020 16:00 | 0 | 0.363 | 0 | 0
24/06/2020 17:00 | 0 | 0.371 | 0 | 0
24/06/2020 18:00 | 0 | 0.401 | 0 | 0
24/06/2020 19:00 | 0 | 0.42 | 0 | 0
24/06/2020 20:00 | 0 | 0.454 | 0 | 0
24/06/2020 21:00 | 0 | 0.40876 | 0 | 0
24/06/2020 22:00 | 0 | 0.333 | 0 | 0
24/06/2020 23:00 | 0 | 0.34413 | 0 | 0
25/06/2020 00:00 | 0 | 0.202 | 0 | 0
25/06/2020 01:00 | 0 | 0.247 | 0 | 0
25/06/2020 02:00 | 0 | 0.128 | 0 | 0
25/06/2020 03:00 | 0 | 0.127 | 0 | 0
25/06/2020 04:00 | 0 | 0.147 | 0 | 0
25/06/2020 05:00 | 0 | 0.26329 | 0 | 0
25/06/2020 06:00 | 0 | 0.199 | 0 | 0
25/06/2020 07:00 | 0 | 0.194 | 0 | 0
25/06/2020 08:00 | 0 | 0.422 | 0 | 0
25/06/2020 09:00 | 0 | 0.139 | 0 | 0
25/06/2020 10:00 | 0 | 0.14 | 0 | 0
25/06/2020 11:00 | 0 | 0.239 | 0 | 0
25/06/2020 12:00 | 0 | 0.163 | 0 | 0
25/06/2020 13:00 | 0 | 0.506 | 0 | 0
25/06/2020 14:00 | 0 | 0.353 | 0 | 0
25/06/2020 15:00 | 0 | 0.53192 | 0 | 0
25/06/2020 16:00 | 0 | 0.445 | 0 | 0
25/06/2020 17:00 | 0 | 0.423 | 0 | 0
25/06/2020 18:00 | 0 | 0.4792 | 0 | 0
25/06/2020 19:00 | 0 | 0.429 | 0 | 0
25/06/2020 20:00 | 0 | 0.45467 | 0 | 0
25/06/2020 21:00 | 0 | 0.318 | 0 | 0
25/06/2020 22:00 | 0 | 0.391 | 0 | 0
25/06/2020 23:00 | 0 | 0.238 | 0 | 0
26/06/2020 00:00 | 0 | 0.238 | 0 | 0
26/06/2020 01:00 | 0 | 0.238 | 0 | 0
26/06/2020 02:00 | 0 | 0.432 | 0 | 0
26/06/2020 03:00 | 0 | 0.22214 | 0 | 0
26/06/2020 04:00 | 0 | 0.235 | 0 | 0
26/06/2020 05:00 | 0 | 0.3465 | 0 | 0
26/06/2020 06:00 | 0 | 0.198 | 0 | 0
26/06/2020 07:00 | 0 | 0.035 | 0 | 0
26/06/2020 08:00 | 0 | 0.26 | 0 | 0
26/06/2020 09:00 | 0 | 0.066 | 0 | 0
26/06/2020 10:00 | 0 | 0.223 | 0 | 0
26/06/2020 11:00 | 0 | 0.509 | 0 | 0
26/06/2020 12:00 | 0 | 0.125 | 0 | 0
26/06/2020 13:00 | 0 | 0.4512 | 0 | 0
26/06/2020 14:00 | 0 | 0.251 | 0 | 0
26/06/2020 15:00 | 0 | 0.231 | 0 | 0
26/06/2020 16:00 | 0 | 0.333 | 0 | 0
26/06/2020 17:00 | 0 | 0.083 | 0 | 0
26/06/2020 18:00 | 0 | 0.39789 | 0 | 0
26/06/2020 19:00 | 0 | 0.16796 | 0 | 0
26/06/2020 20:00 | 0 | 0.376 | 0 | 0
26/06/2020 21:00 | 0 | 0.138 | 0 | 0
26/06/2020 22:00 | 0 | 0.13333 | 0 | 0
26/06/2020 23:00 | 0 | 0.427 | 0 | 0
27/06/2020 00:00 | 0 | 0.248 | 0 | 0
27/06/2020 01:00 | 0 | 0.24 | 0 | 0
27/06/2020 02:00 | 0 | 0.337 | 0 | 0
27/06/2020 03:00 | 0 | 0.084 | 0 | 0
27/06/2020 04:00 | 0 | 0.083667 | 0 | 0
27/06/2020 05:00 | 0 | 0.083 | 0 | 0
27/06/2020 06:00 | 0 | 0.081 | 0 | 0
27/06/2020 07:00 | 0 | 0.154 | 0 | 0
27/06/2020 08:00 | 0 | 0.081 | 0 | 0
27/06/2020 09:00 | 0 | 0.388 | 0 | 0
27/06/2020 10:00 | 0 | 0.163 | 0 | 0
27/06/2020 11:00 | 0 | 0.239 | 0 | 0
27/06/2020 12:00 | 0 | 0.339 | 0 | 0
27/06/2020 13:00 | 0 | 0.175 | 0 | 0
27/06/2020 14:00 | 0 | 0.417 | 0 | 0
27/06/2020 15:00 | 0 | 0.174 | 0 | 0
27/06/2020 16:00 | 0 | 0.236 | 0 | 0
27/06/2020 17:00 | 0 | 0.405 | 0 | 0
27/06/2020 18:00 | 0 | 0.169 | 0 | 0
27/06/2020 19:00 | 0 | 0.362 | 0 | 0
27/06/2020 20:00 | 0 | 0.25 | 0 | 0
27/06/2020 21:00 | 0 | 0.373 | 0 | 0
27/06/2020 22:00 | 0 | 0.14 | 0 | 0
27/06/2020 23:00 | 0 | 0.387 | 0 | 0
28/06/2020 00:00 | 0 | 0.621 | 0 | 0
28/06/2020 01:00 | 0 | 0.18933 | 0 | 0
28/06/2020 02:00 | 0 | 0.162 | 0 | 0
28/06/2020 03:00 | 0 | 0.30025 | 0 | 0
28/06/2020 04:00 | 0 | 0.16 | 0 | 0
28/06/2020 05:00 | 0 | 0.11671 | 0 | 0
28/06/2020 06:00 | 0 | 0.16 | 0 | 0
28/06/2020 07:00 | 0 | 0.203 | 0 | 0
28/06/2020 08:00 | 0 | 0.3446 | 0 | 0
28/06/2020 09:00 | 0 | 0.21565 | 0 | 0
28/06/2020 10:00 | 0 | 0.087 | 0 | 0
28/06/2020 11:00 | 0 | 0.304 | 0 | 0
28/06/2020 12:00 | 0 | 0.158 | 0 | 0
28/06/2020 13:00 | 0 | 0.667 | 0 | 0
28/06/2020 14:00 | 0 | 0.366 | 0 | 0
28/06/2020 15:00 | 0 | 0.637 | 0 | 0
28/06/2020 16:00 | 0 | 0.201 | 0 | 0
28/06/2020 17:00 | 0 | 0.398 | 0 | 0
28/06/2020 18:00 | 0 | 0.459 | 0 | 0
28/06/2020 19:00 | 0 | 0.365 | 0 | 0
28/06/2020 20:00 | 0 | 0.634 | 0 | 0
28/06/2020 21:00 | 0 | 0.457 | 0 | 0
28/06/2020 22:00 | 0 | 0.339 | 0 | 0
28/06/2020 23:00 | 0 | 0.3 | 0 | 0
29/06/2020 00:00 | 0 | 0.421 | 0 | 0
29/06/2020 01:00 | 0 | 0.412 | 0 | 0
29/06/2020 02:00 | 0 | 0.299 | 0 | 0
29/06/2020 03:00 | 0 | 0.298 | 0 | 0
29/06/2020 04:00 | 0 | 0.217 | 0 | 0
29/06/2020 05:00 | 0 | 0.2165 | 0 | 0
29/06/2020 06:00 | 0 | 0.213 | 0 | 0
29/06/2020 07:00 | 0 | 0.289 | 0 | 0
29/06/2020 08:00 | 0 | 0.311 | 0 | 0
29/06/2020 09:00 | 0 | 0.104 | 0 | 0
29/06/2020 10:00 | 0 | 0.54 | 0 | 0
29/06/2020 11:00 | 0 | 0.487 | 0 | 0
29/06/2020 12:00 | 0 | 0.366 | 0 | 0
29/06/2020 13:00 | 0 | 0.507 | 0 | 0
29/06/2020 14:00 | 0 | 2.9188 | 0 | 0
29/06/2020 15:00 | 0 | 2.5383 | 0 | 0
29/06/2020 16:00 | 0 | 2.2088 | 0 | 0
29/06/2020 17:00 | 0 | 1.8334 | 0 | 0
29/06/2020 18:00 | 0 | 0.378 | 0 | 0
29/06/2020 19:00 | 0 | 0.567 | 0 | 0
29/06/2020 20:00 | 0 | 0.49821 | 0 | 0
29/06/2020 21:00 | 0 | 0.628 | 0 | 0
29/06/2020 22:00 | 0 | 0.4566 | 0 | 0
29/06/2020 23:00 | 0 | 0.38 | 0 | 0
30/06/2020 00:00 | 0 | 0.607 | 0 | 0
30/06/2020 01:00 | 0 | 0.2858 | 0 | 0
30/06/2020 02:00 | 0 | 0.23 | 0 | 0
30/06/2020 03:00 | 0 | 0.447 | 0 | 0
30/06/2020 04:00 | 0 | 0.207 | 0 | 0
30/06/2020 05:00 | 0 | 0.209 | 0 | 0
30/06/2020 06:00 | 0 | 0.209 | 0 | 0
30/06/2020 07:00 | 0 | 0.214 | 0 | 0
30/06/2020 08:00 | 0 | 0.211 | 0 | 0
30/06/2020 09:00 | 0 | 0.303 | 0 | 0
30/06/2020 10:00 | 0 | 0.581 | 0 | 0
30/06/2020 11:00 | 0 | 0.351 | 0 | 0
30/06/2020 12:00 | 0 | 0.481 | 0 | 0
30/06/2020 13:00 | 0 | 0.489 | 0 | 0
30/06/2020 14:00 | 0 | 0.137 | 0 | 0
30/06/2020 15:00 | 0 | 0.41 | 0 | 0
30/06/2020 16:00 | 0 | 0.084 | 0 | 0
30/06/2020 17:00 | 0 | 0.4 | 0 | 0
30/06/2020 18:00 | 0 | 0.084 | 0 | 0
30/06/2020 19:00 | 0 | 0.193 | 0 | 0
30/06/2020 20:00 | 0 | 0.271 | 0 | 0
30/06/2020 21:00 | 0 | 0.214 | 0 | 0
30/06/2020 22:00 | 0 | 0.499 | 0 | 0
30/06/2020 23:00 | 0 | 0.192 | 0 | 0
01/07/2020 00:00 | 0 | 0.193 | 0 | 0
01/07/2020 01:00 | 0 | 0.43276 | 0 | 0
01/07/2020 02:00 | 0 | 0.191 | 0 | 0
01/07/2020 03:00 | 0 | 0.312 | 0 | 0
01/07/2020 04:00 | 0 | 0.546 | 0 | 0
01/07/2020 05:00 | 0 | 0.26494 | 0 | 0
01/07/2020 06:00 | 0 | 0.192 | 0 | 0
01/07/2020 07:00 | 0 | 0.192 | 0 | 0
01/07/2020 08:00 | 0 | 0.422 | 0 | 0
01/07/2020 09:00 | 0 | 0.192 | 0 | 0
01/07/2020 10:00 | 0 | 0.079 | 0 | 0
01/07/2020 11:00 | 0 | 0.313 | 0 | 0
01/07/2020 12:00 | 0 | 0.156 | 0 | 0
01/07/2020 13:00 | 0 | 0.33 | 0 | 0
01/07/2020 14:00 | 0 | 0.157 | 0 | 0
01/07/2020 15:00 | 0 | 0.083 | 0 | 0
01/07/2020 16:00 | 0 | 0.461 | 0 | 0
01/07/2020 17:00 | 0 | 0.28 | 0 | 0
01/07/2020 18:00 | 0 | 0.431 | 0 | 0
01/07/2020 19:00 | 0 | 0.393 | 0 | 0
01/07/2020 20:00 | 0 | 0.555 | 0 | 0
01/07/2020 21:00 | 0 | 0.393 | 0 | 0
01/07/2020 22:00 | 0 | 0.196 | 0 | 0
01/07/2020 23:00 | 0 | 0.4214 | 0 | 0
02/07/2020 00:00 | 0 | 0.265 | 0 | 0
02/07/2020 01:00 | 0 | 0.192 | 0 | 0
02/07/2020 02:00 | 0 | 0.194 | 0 | 0
02/07/2020 03:00 | 0 | 0.264 | 0 | 0
02/07/2020 04:00 | 0 | 0.19 | 0 | 0
02/07/2020 05:00 | 0 | 0.422 | 0 | 0
02/07/2020 06:00 | 0 | 0.19 | 0 | 0
02/07/2020 07:00 | 0 | 0.263 | 0 | 0
02/07/2020 08:00 | 0 | 0.07675 | 0 | 0
02/07/2020 09:00 | 0 | 0.396 | 0 | 0
02/07/2020 10:00 | 0 | 0.213 | 0 | 0
02/07/2020 11:00 | 0 | 0.455 | 0 | 0
02/07/2020 12:00 | 0 | 0.105 | 0 | 0
02/07/2020 13:00 | 0 | 0.212 | 0 | 0
02/07/2020 14:00 | 0 | 0.371 | 0 | 0
02/07/2020 15:00 | 0 | 0.094 | 0 | 0
02/07/2020 16:00 | 0 | 0.328 | 0 | 0
02/07/2020 17:00 | 0 | 0.095 | 0 | 0
02/07/2020 18:00 | 0 | 0.396 | 0 | 0
02/07/2020 19:00 | 0 | 0.273 | 0 | 0
02/07/2020 20:00 | 0 | 0.192 | 0 | 0
02/07/2020 21:00 | 0 | 0.267 | 0 | 0
02/07/2020 22:00 | 0 | 0.188 | 0 | 0
02/07/2020 23:00 | 0 | 0.188 | 0 | 0
03/07/2020 00:00 | 0 | 0.189 | 0 | 0
03/07/2020 01:00 | 0 | 0.189 | 0 | 0
03/07/2020 02:00 | 0 | 0.31 | 0 | 0
03/07/2020 03:00 | 0 | 0.3888 | 0 | 0
03/07/2020 04:00 | 0 | 0.18507 | 0 | 0
03/07/2020 05:00 | 0 | 0.18483 | 0 | 0
03/07/2020 06:00 | 0 | 0.18721 | 0 | 0
03/07/2020 07:00 | 0 | 0.207 | 0 | 0
03/07/2020 08:00 | 0 | 0.147 | 0 | 0
03/07/2020 09:00 | 0 | 0.077 | 0 | 0
03/07/2020 10:00 | 0 | 0.32 | 0 | 0
03/07/2020 11:00 | 0 | 0.172 | 0 | 0
03/07/2020 12:00 | 0 | 0.08 | 0 | 0
03/07/2020 13:00 | 0 | 0.422 | 0 | 0
03/07/2020 14:00 | 0 | 0.209 | 0 | 0
03/07/2020 15:00 | 0 | 0.526 | 0 | 0
03/07/2020 16:00 | 0 | 0.194 | 0 | 0
03/07/2020 17:00 | 0 | 0.081 | 0 | 0
03/07/2020 18:00 | 0 | 0.255 | 0 | 0
03/07/2020 19:00 | 0 | 0.157 | 0 | 0
03/07/2020 20:00 | 0 | 0.511 | 0 | 0
03/07/2020 21:00 | 0 | 0.199 | 0 | 0
03/07/2020 22:00 | 0 | 0.276 | 0 | 0
03/07/2020 23:00 | 0 | 0.198 | 0 | 0
04/07/2020 00:00 | 0 | 0.191 | 0 | 0
04/07/2020 01:00 | 0 | 0.268 | 0 | 0
04/07/2020 02:00 | 0 | 0.19 | 0 | 0
04/07/2020 03:00 | 0 | 0.31 | 0 | 0
04/07/2020 04:00 | 0 | 0.307 | 0 | 0
04/07/2020 05:00 | 0 | 0.505 | 0 | 0
04/07/2020 06:00 | 0 | 0.192 | 0 | 0
04/07/2020 07:00 | 0 | 0.19 | 0 | 0
04/07/2020 08:00 | 0 | 0.188 | 0 | 0
04/07/2020 09:00 | 0 | 0.399 | 0 | 0
04/07/2020 10:00 | 0 | 0.566 | 0 | 0
04/07/2020 11:00 | 0 | 0.269 | 0 | 0
04/07/2020 12:00 | 0 | 0.4355 | 0 | 0
04/07/2020 13:00 | 0 | 0.4 | 0 | 0
04/07/2020 14:00 | 0 | 0.639 | 0 | 0
04/07/2020 15:00 | 0 | 0.477 | 0 | 0
04/07/2020 16:00 | 0 | 0.769 | 0 | 0
04/07/2020 17:00 | 0 | 0.505 | 0 | 0
04/07/2020 18:00 | 0 | 0.557 | 0 | 0
04/07/2020 19:00 | 0 | 0.246 | 0 | 0
04/07/2020 20:00 | 0 | 0.523 | 0 | 0
04/07/2020 21:00 | 0 | 0.397 | 0 | 0
04/07/2020 22:00 | 0 | 0.486 | 0 | 0
04/07/2020 23:00 | 0 | 0.466 | 0 | 0
05/07/2020 00:00 | 0 | 0.228 | 0 | 0
05/07/2020 01:00 | 0 | 0.434 | 0 | 0
05/07/2020 02:00 | 0 | 0.196 | 0 | 0
05/07/2020 03:00 | 0 | 0.271 | 0 | 0
05/07/2020 04:00 | 0 | 0.19414 | 0 | 0
05/07/2020 05:00 | 0 | 0.3145 | 0 | 0
05/07/2020 06:00 | 0 | 0.312 | 0 | 0
05/07/2020 07:00 | 0 | 0.316 | 0 | 0
05/07/2020 08:00 | 0 | 0.198 | 0 | 0
05/07/2020 09:00 | 0 | 0.198 | 0 | 0
05/07/2020 10:00 | 0 | 0.173 | 0 | 0
05/07/2020 11:00 | 0 | 0.199 | 0 | 0
05/07/2020 12:00 | 0 | 0.521 | 0 | 0
05/07/2020 13:00 | 0 | 0.428 | 0 | 0
05/07/2020 14:00 | 0 | 0.483 | 0 | 0
05/07/2020 15:00 | 0 | 0.635 | 0 | 0
05/07/2020 16:00 | 0 | 0.417 | 0 | 0
05/07/2020 17:00 | 0 | 0.745 | 0 | 0
05/07/2020 18:00 | 0 | 0.482 | 0 | 0
05/07/2020 19:00 | 0 | 0.742 | 0 | 0
05/07/2020 20:00 | 0 | 0.464 | 0 | 0
05/07/2020 21:00 | 0 | 0.54 | 0 | 0
05/07/2020 22:00 | 0 | 0.303 | 0 | 0
05/07/2020 23:00 | 0 | 0.234 | 0 | 0
06/07/2020 00:00 | 0 | 0.612 | 0 | 0
06/07/2020 01:00 | 0 | 0.379 | 0 | 0
06/07/2020 02:00 | 0 | 0.379 | 0 | 0
06/07/2020 03:00 | 0 | 0.38 | 0 | 0
06/07/2020 04:00 | 0 | 0.377 | 0 | 0
06/07/2020 05:00 | 0 | 0.377 | 0 | 0
06/07/2020 06:00 | 0 | 0.454 | 0 | 0
06/07/2020 07:00 | 0 | 0.374 | 0 | 0
06/07/2020 08:00 | 0 | 0.376 | 0 | 0
06/07/2020 09:00 | 0 | 0.466 | 0 | 0
06/07/2020 10:00 | 0 | 0.39225 | 0 | 0
06/07/2020 11:00 | 0 | 0.626 | 0 | 0
06/07/2020 12:00 | 0 | 0.292 | 0 | 0
06/07/2020 13:00 | 0 | 0.946 | 0 | 0
06/07/2020 14:00 | 0 | 0.481 | 0 | 0
06/07/2020 15:00 | 0 | 0.657 | 0 | 0
06/07/2020 16:00 | 0 | 0.333 | 0 | 0
06/07/2020 17:00 | 0 | 0.652 | 0 | 0
06/07/2020 18:00 | 0 | 0.38 | 0 | 0
06/07/2020 19:00 | 0 | 0.54809 | 0 | 0
06/07/2020 20:00 | 0 | 0.471 | 0 | 0
06/07/2020 21:00 | 0 | 0.469 | 0 | 0
06/07/2020 22:00 | 0 | 0.57817 | 0 | 0
06/07/2020 23:00 | 0 | 0.456 | 0 | 0
07/07/2020 00:00 | 0 | 0.536 | 0 | 0
07/07/2020 01:00 | 0 | 0.57 | 0 | 0
07/07/2020 02:00 | 0 | 0.338 | 0 | 0
07/07/2020 03:00 | 0 | 0.65288 | 0 | 0
07/07/2020 04:00 | 0 | 0.33777 | 0 | 0
07/07/2020 05:00 | 0 | 0.336 | 0 | 0
07/07/2020 06:00 | 0 | 0.337 | 0 | 0
07/07/2020 07:00 | 0 | 0.344 | 0 | 0
07/07/2020 08:00 | 0 | 0.462 | 0 | 0
07/07/2020 09:00 | 0 | 0.237 | 0 | 0
07/07/2020 10:00 | 0 | 0.322 | 0 | 0
07/07/2020 11:00 | 0 | 0.446 | 0 | 0
07/07/2020 12:00 | 0 | 0.791 | 0 | 0
07/07/2020 13:00 | 0 | 0.36 | 0 | 0
07/07/2020 14:00 | 0 | 0.671 | 0 | 0
07/07/2020 15:00 | 0 | 0.477 | 0 | 0
07/07/2020 16:00 | 0 | 0.713 | 0 | 0
07/07/2020 17:00 | 0 | 0.567 | 0 | 0
07/07/2020 18:00 | 0 | 0.513 | 0 | 0
07/07/2020 19:00 | 0 | 0.736 | 0 | 0
07/07/2020 20:00 | 0 | 0.698 | 0 | 0
07/07/2020 21:00 | 0 | 0.663 | 0 | 0
07/07/2020 22:00 | 0 | 0.699 | 0 | 0
07/07/2020 23:00 | 0 | 0.892 | 0 | 0
08/07/2020 00:00 | 0 | 0.575 | 0 | 0
08/07/2020 01:00 | 0 | 0.645 | 0 | 0
08/07/2020 02:00 | 0 | 0.337 | 0 | 0
08/07/2020 03:00 | 0 | 0.561 | 0 | 0
08/07/2020 04:00 | 0 | 0.34 | 0 | 0
08/07/2020 05:00 | 0 | 0.337 | 0 | 0
08/07/2020 06:00 | 0 | 0.335 | 0 | 0
08/07/2020 07:00 | 0 | 0.334 | 0 | 0
08/07/2020 08:00 | 0 | 0.563 | 0 | 0
08/07/2020 09:00 | 0 | 0.225 | 0 | 0
08/07/2020 10:00 | 0 | 0.299 | 0 | 0
08/07/2020 11:00 | 0 | 0.372 | 0 | 0
08/07/2020 12:00 | 0 | 0.547 | 0 | 0
08/07/2020 13:00 | 0 | 0.344 | 0 | 0
08/07/2020 14:00 | 0 | 0.659 | 0 | 0
08/07/2020 15:00 | 0 | 0.739 | 0 | 0
08/07/2020 16:00 | 0 | 0.713 | 0 | 0
08/07/2020 17:00 | 0 | 0.962 | 0 | 0
08/07/2020 18:00 | 0 | 0.811 | 0 | 0
08/07/2020 19:00 | 0 | 0.894 | 0 | 0
08/07/2020 20:00 | 0 | 0.898 | 0 | 0
08/07/2020 21:00 | 0 | 1.003 | 0 | 0
08/07/2020 22:00 | 0 | 1.02 | 0 | 0
08/07/2020 23:00 | 0 | 0.982 | 0 | 0
09/07/2020 00:00 | 0 | 0.689 | 0 | 0
09/07/2020 01:00 | 0 | 0.537 | 0 | 0
09/07/2020 02:00 | 0 | 0.46 | 0 | 0
09/07/2020 03:00 | 0 | 0.683 | 0 | 0
09/07/2020 04:00 | 0 | 0.6565 | 0 | 0
09/07/2020 05:00 | 0 | 0.569 | 0 | 0
09/07/2020 06:00 | 0 | 0.351 | 0 | 0
09/07/2020 07:00 | 0 | 0.534 | 0 | 0
09/07/2020 08:00 | 0 | 0.451 | 0 | 0
09/07/2020 09:00 | 0 | 0.529 | 0 | 0
09/07/2020 10:00 | 0 | 0.456 | 0 | 0
09/07/2020 11:00 | 0 | 0.552 | 0 | 0
09/07/2020 12:00 | 0 | 0.891 | 0 | 0
09/07/2020 13:00 | 0 | 0.58 | 0 | 0
09/07/2020 14:00 | 0 | 0.538 | 0 | 0
09/07/2020 15:00 | 0 | 0.797 | 0 | 0
09/07/2020 16:00 | 0 | 0.457 | 0 | 0
09/07/2020 17:00 | 0 | 0.688 | 0 | 0
09/07/2020 18:00 | 0 | 0.528 | 0 | 0
09/07/2020 19:00 | 0 | 0.569 | 0 | 0
09/07/2020 20:00 | 0 | 0.681 | 0 | 0
09/07/2020 21:00 | 0 | 0.578 | 0 | 0
09/07/2020 22:00 | 0 | 0.331 | 0 | 0
09/07/2020 23:00 | 0 | 0.399 | 0 | 0
10/07/2020 00:00 | 0 | 0.561 | 0 | 0
10/07/2020 01:00 | 0 | 0.325 | 0 | 0
10/07/2020 02:00 | 0 | 0.551 | 0 | 0
10/07/2020 03:00 | 0 | 0.395 | 0 | 0
10/07/2020 04:00 | 0 | 0.321 | 0 | 0
10/07/2020 05:00 | 0 | 0.321 | 0 | 0
10/07/2020 06:00 | 0 | 0.319 | 0 | 0
10/07/2020 07:00 | 0 | 0.521 | 0 | 0
10/07/2020 08:00 | 0 | 0.439 | 0 | 0
10/07/2020 09:00 | 0 | 0.574 | 0 | 0
10/07/2020 10:00 | 0 | 0.333 | 0 | 0
10/07/2020 11:00 | 0 | 0.674 | 0 | 0
10/07/2020 12:00 | 0 | 0.451 | 0 | 0
10/07/2020 13:00 | 0 | 0.6 | 0 | 0
10/07/2020 14:00 | 0 | 0.88 | 0 | 0
10/07/2020 15:00 | 0 | 0.771 | 0 | 0
10/07/2020 16:00 | 0 | 0.614 | 0 | 0
10/07/2020 17:00 | 0 | 0.453 | 0 | 0
10/07/2020 18:00 | 0 | 0.75 | 0 | 0
10/07/2020 19:00 | 0 | 0.513 | 0 | 0
10/07/2020 20:00 | 0 | 0.703 | 0 | 0
10/07/2020 21:00 | 0 | 0.58033 | 0 | 0
10/07/2020 22:00 | 0 | 0.7365 | 0 | 0
10/07/2020 23:00 | 0 | 0.374 | 0 | 0
11/07/2020 00:00 | 0 | 0.372 | 0 | 0
11/07/2020 01:00 | 0 | 0.3205 | 0 | 0
11/07/2020 02:00 | 0 | 0.611 | 0 | 0
11/07/2020 03:00 | 0 | 0.315 | 0 | 0
11/07/2020 04:00 | 0 | 0.225 | 0 | 0
11/07/2020 05:00 | 0 | 0.447 | 0 | 0
11/07/2020 06:00 | 0 | 0.367 | 0 | 0
11/07/2020 07:00 | 0 | 0.358 | 0 | 0
11/07/2020 08:00 | 0 | 0.313 | 0 | 0
11/07/2020 09:00 | 0 | 0.547 | 0 | 0
11/07/2020 10:00 | 0 | 0.291 | 0 | 0
11/07/2020 11:00 | 0 | 0.396 | 0 | 0
11/07/2020 12:00 | 0 | 0.591 | 0 | 0
11/07/2020 13:00 | 0 | 0.558 | 0 | 0
11/07/2020 14:00 | 0 | 0.771 | 0 | 0
11/07/2020 15:00 | 0 | 0.558 | 0 | 0
11/07/2020 16:00 | 0 | 0.71 | 0 | 0
11/07/2020 17:00 | 0 | 0.548 | 0 | 0
11/07/2020 18:00 | 0 | 0.797 | 0 | 0
11/07/2020 19:00 | 0 | 0.898 | 0 | 0
11/07/2020 20:00 | 0 | 0.667 | 0 | 0
11/07/2020 21:00 | 0 | 0.521 | 0 | 0
11/07/2020 22:00 | 0 | 0.467 | 0 | 0
11/07/2020 23:00 | 0 | 0.437 | 0 | 0
12/07/2020 00:00 | 0 | 0.397 | 0 | 0
12/07/2020 01:00 | 0 | 0.223 | 0 | 0
12/07/2020 02:00 | 0 | 0.338 | 0 | 0
12/07/2020 03:00 | 0 | 0.24 | 0 | 0
12/07/2020 04:00 | 0 | 0.313 | 0 | 0
12/07/2020 05:00 | 0 | 0.356 | 0 | 0
12/07/2020 06:00 | 0 | 0.33 | 0 | 0
12/07/2020 07:00 | 0 | 0.33 | 0 | 0
12/07/2020 08:00 | 0 | 0.434 | 0 | 0
12/07/2020 09:00 | 0 | 0.465 | 0 | 0
12/07/2020 10:00 | 0 | 0.424 | 0 | 0
12/07/2020 11:00 | 0 | 0.354 | 0 | 0
12/07/2020 12:00 | 0 | 0.79 | 0 | 0
12/07/2020 13:00 | 0 | 0.597 | 0 | 0
12/07/2020 14:00 | 0 | 0.566 | 0 | 0
12/07/2020 15:00 | 0 | 0.903 | 0 | 0
12/07/2020 16:00 | 0 | 0.556 | 0 | 0
12/07/2020 17:00 | 0 | 0.449 | 0 | 0
12/07/2020 18:00 | 0 | 0.513 | 0 | 0
12/07/2020 19:00 | 0 | 0.734 | 0 | 0
12/07/2020 20:00 | 0 | 0.53 | 0 | 0
12/07/2020 21:00 | 0 | 0.229 | 0 | 0
12/07/2020 22:00 | 0 | 0.229 | 0 | 0
12/07/2020 23:00 | 0 | 0.3838 | 0 | 0
13/07/2020 00:00 | 0 | 0.277 | 0 | 0
13/07/2020 01:00 | 0 | 0.227 | 0 | 0
13/07/2020 02:00 | 0 | 0.457 | 0 | 0
13/07/2020 03:00 | 0 | 0.422 | 0 | 0
13/07/2020 04:00 | 0 | 1.22 | 0 | 0
13/07/2020 05:00 | 0 | 0.468 | 0 | 0
13/07/2020 06:00 | 0 | 0.227 | 0 | 0
13/07/2020 07:00 | 0 | 0.225 | 0 | 0
13/07/2020 08:00 | 0 | 0.309 | 0 | 0
13/07/2020 09:00 | 0 | 0.405 | 0 | 0
13/07/2020 10:00 | 0 | 0.332 | 0 | 0
13/07/2020 11:00 | 0 | 0.666 | 0 | 0
13/07/2020 12:00 | 0 | 0.489 | 0 | 0
13/07/2020 13:00 | 0 | 0.804 | 0 | 0
13/07/2020 14:00 | 0 | 0.962 | 0 | 0
13/07/2020 15:00 | 0 | 0.581 | 0 | 0
13/07/2020 16:00 | 0 | 0.47 | 0 | 0
13/07/2020 17:00 | 0 | 0.763 | 0 | 0
13/07/2020 18:00 | 0 | 0.348 | 0 | 0
13/07/2020 19:00 | 0 | 1.822 | 0 | 0
13/07/2020 20:00 | 0 | 0.763 | 0 | 0
13/07/2020 21:00 | 0 | 0.604 | 0 | 0
13/07/2020 22:00 | 0 | 0.5235 | 0 | 0
13/07/2020 23:00 | 0 | 0.325 | 0 | 0
14/07/2020 00:00 | 0 | 0.297 | 0 | 0
14/07/2020 01:00 | 0 | 0.456 | 0 | 0
14/07/2020 02:00 | 0 | 0.319 | 0 | 0
14/07/2020 03:00 | 0 | 0.347 | 0 | 0
14/07/2020 04:00 | 0 | 0.571 | 0 | 0
14/07/2020 05:00 | 0 | 0.345 | 0 | 0
14/07/2020 06:00 | 0 | 0.224 | 0 | 0
14/07/2020 07:00 | 0 | 0.554 | 0 | 0
14/07/2020 08:00 | 0 | 0.294 | 0 | 0
14/07/2020 09:00 | 0 | 0.315 | 0 | 0
14/07/2020 10:00 | 0 | 0.538 | 0 | 0
14/07/2020 11:00 | 0 | 0.2965 | 0 | 0
14/07/2020 12:00 | 0 | 0.681 | 0 | 0
14/07/2020 13:00 | 0 | 0.355 | 0 | 0
14/07/2020 14:00 | 0 | 0.415 | 0 | 0
14/07/2020 15:00 | 0 | 0.468 | 0 | 0
14/07/2020 16:00 | 0 | 0.417 | 0 | 0
14/07/2020 17:00 | 0 | 0.229 | 0 | 0
14/07/2020 18:00 | 0 | 0.669 | 0 | 0
14/07/2020 19:00 | 0 | 0.834 | 0 | 0
14/07/2020 20:00 | 0 | 0.77 | 0 | 0
14/07/2020 21:00 | 0 | 0.75 | 0 | 0
14/07/2020 22:00 | 0 | 0.492 | 0 | 0
14/07/2020 23:00 | 0 | 0.775 | 0 | 0
15/07/2020 00:00 | 0 | 0.48 | 0 | 0
15/07/2020 01:00 | 0 | 0.482 | 0 | 0
15/07/2020 02:00 | 0 | 0.55 | 0 | 0
15/07/2020 03:00 | 0 | 0.49989 | 0 | 0
15/07/2020 04:00 | 0 | 0.607 | 0 | 0
15/07/2020 05:00 | 0 | 0.48 | 0 | 0
15/07/2020 06:00 | 0 | 0.474 | 0 | 0
15/07/2020 07:00 | 0 | 0.421 | 0 | 0
15/07/2020 08:00 | 0 | 0.6 | 0 | 0
15/07/2020 09:00 | 0 | 0.941 | 0 | 0
15/07/2020 10:00 | 0 | 0.48 | 0 | 0
15/07/2020 11:00 | 0 | 0.496 | 0 | 0
15/07/2020 12:00 | 0 | 0.407 | 0 | 0
15/07/2020 13:00 | 0 | 0.75196 | 0 | 0
15/07/2020 14:00 | 0 | 0.583 | 0 | 0
15/07/2020 15:00 | 0 | 0.669 | 0 | 0
15/07/2020 16:00 | 0 | 0.921 | 0 | 0
15/07/2020 17:00 | 0 | 1.222 | 0 | 0
15/07/2020 18:00 | 0 | 0.699 | 0 | 0
15/07/2020 19:00 | 0 | 0.684 | 0 | 0
15/07/2020 20:00 | 0 | 0.851 | 0 | 0
15/07/2020 21:00 | 0 | 0.627 | 0 | 0
15/07/2020 22:00 | 0 | 0.643 | 0 | 0
15/07/2020 23:00 | 0 | 0.244 | 0 | 0
16/07/2020 00:00 | 0 | 0.243 | 0 | 0
16/07/2020 01:00 | 0 | 0.479 | 0 | 0
16/07/2020 02:00 | 0 | 0.242 | 0 | 0
16/07/2020 03:00 | 0 | 0.242 | 0 | 0
16/07/2020 04:00 | 0 | 0.384 | 0 | 0
16/07/2020 05:00 | 0 | 0.334 | 0 | 0
16/07/2020 06:00 | 0 | 0.571 | 0 | 0
16/07/2020 07:00 | 0 | 0.339 | 0 | 0
16/07/2020 08:00 | 0 | 0.395 | 0 | 0
16/07/2020 09:00 | 0 | 0.333 | 0 | 0
16/07/2020 10:00 | 0 | 0.349 | 0 | 0
16/07/2020 11:00 | 0 | 0.524 | 0 | 0
16/07/2020 12:00 | 0 | 0.357 | 0 | 0
16/07/2020 13:00 | 0 | 0.79 | 0 | 0
16/07/2020 14:00 | 0 | 1.119 | 0 | 0
16/07/2020 15:00 | 0 | 0.868 | 0 | 0
16/07/2020 16:00 | 0 | 0.879 | 0 | 0
16/07/2020 17:00 | 0 | 0.451 | 0 | 0
16/07/2020 18:00 | 0 | 0.808 | 0 | 0
16/07/2020 19:00 | 0 | 1.017 | 0 | 0
16/07/2020 20:00 | 0 | 1.165 | 0 | 0
16/07/2020 21:00 | 0 | 0.946 | 0 | 0
16/07/2020 22:00 | 0 | 0.241 | 0 | 0
16/07/2020 23:00 | 0 | 0.239 | 0 | 0
17/07/2020 00:00 | 0 | 0.564 | 0 | 0
17/07/2020 01:00 | 0 | 0.241 | 0 | 0
17/07/2020 02:00 | 0 | 0.484 | 0 | 0
17/07/2020 03:00 | 0 | 0.475 | 0 | 0
17/07/2020 04:00 | 0 | 0.473 | 0 | 0
17/07/2020 05:00 | 0 | 0.483 | 0 | 0
17/07/2020 06:00 | 0 | 0.332 | 0 | 0
17/07/2020 07:00 | 0 | 0.258 | 0 | 0
17/07/2020 08:00 | 0 | 0.418 | 0 | 0
17/07/2020 09:00 | 0 | 0.225 | 0 | 0
17/07/2020 10:00 | 0 | 0.589 | 0 | 0
17/07/2020 11:00 | 0 | 0.65 | 0 | 0
17/07/2020 12:00 | 0 | 0.704 | 0 | 0
17/07/2020 13:00 | 0 | 0.566 | 0 | 0
17/07/2020 14:00 | 0 | 0.692 | 0 | 0
17/07/2020 15:00 | 0 | 0.228 | 0 | 0
17/07/2020 16:00 | 0 | 0.708 | 0 | 0
17/07/2020 17:00 | 0 | 0.601 | 0 | 0
17/07/2020 18:00 | 0 | 1.069 | 0 | 0
17/07/2020 19:00 | 0 | 0.72 | 0 | 0
17/07/2020 20:00 | 0 | 1.102 | 0 | 0
17/07/2020 21:00 | 0 | 0.321 | 0 | 0
17/07/2020 22:00 | 0 | 0.237 | 0 | 0
17/07/2020 23:00 | 0 | 0.48 | 0 | 0
18/07/2020 00:00 | 0 | 0.707 | 0 | 0
18/07/2020 01:00 | 0 | 0.566 | 0 | 0
18/07/2020 02:00 | 0 | 0.235 | 0 | 0
18/07/2020 03:00 | 0 | 0.234 | 0 | 0
18/07/2020 04:00 | 0 | 0.235 | 0 | 0
18/07/2020 05:00 | 0 | 0.234 | 0 | 0
18/07/2020 06:00 | 0 | 0.232 | 0 | 0
18/07/2020 07:00 | 0 | 0.392 | 0 | 0
18/07/2020 08:00 | 0 | 0.487 | 0 | 0
18/07/2020 09:00 | 0 | 0.455 | 0 | 0
18/07/2020 10:00 | 0 | 0.325 | 0 | 0
18/07/2020 11:00 | 0 | 0.722 | 0 | 0
18/07/2020 12:00 | 0 | 1.155 | 0 | 0
18/07/2020 13:00 | 0 | 0.354 | 0 | 0
18/07/2020 14:00 | 0 | 0.943 | 0 | 0
18/07/2020 15:00 | 0 | 0.552 | 0 | 0
18/07/2020 16:00 | 0 | 0.728 | 0 | 0
18/07/2020 17:00 | 0 | 0.923 | 0 | 0
18/07/2020 18:00 | 0 | 0.4975 | 0 | 0
18/07/2020 19:00 | 0 | 0.702 | 0 | 0
18/07/2020 20:00 | 0 | 1.098 | 0 | 0
18/07/2020 21:00 | 0 | 0.616 | 0 | 0
18/07/2020 22:00 | 0 | 0.576 | 0 | 0
18/07/2020 23:00 | 0 | 0.628 | 0 | 0
19/07/2020 00:00 | 0 | 0.475 | 0 | 0
19/07/2020 01:00 | 0 | 0.339 | 0 | 0
19/07/2020 02:00 | 0 | 0.336 | 0 | 0
19/07/2020 03:00 | 0 | 0.711 | 0 | 0
19/07/2020 04:00 | 0 | 0.486 | 0 | 0
19/07/2020 05:00 | 0 | 0.239 | 0 | 0
19/07/2020 06:00 | 0 | 0.335 | 0 | 0
19/07/2020 07:00 | 0 | 0.794 | 0 | 0
19/07/2020 08:00 | 0 | 0.26 | 0 | 0
19/07/2020 09:00 | 0 | 0.649 | 0 | 0
19/07/2020 10:00 | 0 | 0.627 | 0 | 0
19/07/2020 11:00 | 0 | 1.675 | 0 | 0
19/07/2020 12:00 | 0 | 0.591 | 0 | 0
19/07/2020 13:00 | 0 | 0.887 | 0 | 0
19/07/2020 14:00 | 0 | 0.898 | 0 | 0
19/07/2020 15:00 | 0 | 0.751 | 0 | 0
19/07/2020 16:00 | 0 | 1.007 | 0 | 0
19/07/2020 17:00 | 0 | 0.868 | 0 | 0
19/07/2020 18:00 | 0 | 0.846 | 0 | 0
19/07/2020 19:00 | 0 | 0.992 | 0 | 0
19/07/2020 20:00 | 0 | 1.073 | 0 | 0
19/07/2020 21:00 | 0 | 0.87 | 0 | 0
19/07/2020 22:00 | 0 | 0.487 | 0 | 0
19/07/2020 23:00 | 0 | 0.8 | 0 | 0
20/07/2020 00:00 | 0 | 0.26 | 0 | 0
20/07/2020 01:00 | 0 | 0.258 | 0 | 0
20/07/2020 02:00 | 0 | 0.388 | 0 | 0
20/07/2020 03:00 | 0 | 0.257 | 0 | 0
20/07/2020 04:00 | 0 | 0.255 | 0 | 0
20/07/2020 05:00 | 0 | 0.583 | 0 | 0
20/07/2020 06:00 | 0 | 0.382 | 0 | 0
20/07/2020 07:00 | 0 | 0.375 | 0 | 0
20/07/2020 08:00 | 0 | 0.551 | 0 | 0
20/07/2020 09:00 | 0 | 0.648 | 0 | 0
20/07/2020 10:00 | 0 | 0.259 | 0 | 0
20/07/2020 11:00 | 0 | 0.481 | 0 | 0
20/07/2020 12:00 | 0 | 0.966 | 0 | 0
20/07/2020 13:00 | 0 | 1.009 | 0 | 0
20/07/2020 14:00 | 0 | 0.639 | 0 | 0
20/07/2020 15:00 | 0 | 0.583 | 0 | 0
20/07/2020 16:00 | 0 | 0.448 | 0 | 0
20/07/2020 17:00 | 0 | 0.825 | 0 | 0
20/07/2020 18:00 | 0 | 0.513 | 0 | 0
20/07/2020 19:00 | 0 | 0.528 | 0 | 0
20/07/2020 20:00 | 0 | 0.618 | 0 | 0
20/07/2020 21:00 | 0 | 0.505 | 0 | 0
20/07/2020 22:00 | 0 | 0.339 | 0 | 0
20/07/2020 23:00 | 0 | 0.341 | 0 | 0
21/07/2020 00:00 | 0 | 0.48 | 0 | 0
21/07/2020 01:00 | 0 | 0.46 | 0 | 0
21/07/2020 02:00 | 0 | 0.703 | 0 | 0
21/07/2020 03:00 | 0 | 1.778 | 0 | 0
21/07/2020 04:00 | 0 | 0.235 | 0 | 0
21/07/2020 05:00 | 0 | 0.326 | 0 | 0
21/07/2020 06:00 | 0 | 0.515 | 0 | 0
21/07/2020 07:00 | 0 | 0.239 | 0 | 0
21/07/2020 08:00 | 0 | 0.494 | 0 | 0
21/07/2020 09:00 | 0 | 0.57 | 0 | 0
21/07/2020 10:00 | 0 | 0.565 | 0 | 0
21/07/2020 11:00 | 0 | 0.355 | 0 | 0
21/07/2020 12:00 | 0 | 0.259 | 0 | 0
21/07/2020 13:00 | 0 | 1.956 | 0 | 0
21/07/2020 14:00 | 0 | 0.554 | 0 | 0
21/07/2020 15:00 | 0 | 0.349 | 0 | 0
21/07/2020 16:00 | 0 | 0.713 | 0 | 0
21/07/2020 17:00 | 0 | 0.642 | 0 | 0
21/07/2020 18:00 | 0 | 0.808 | 0 | 0
21/07/2020 19:00 | 0 | 1.28 | 0 | 0
21/07/2020 20:00 | 0 | 0.902 | 0 | 0
21/07/2020 21:00 | 0 | 1.142 | 0 | 0
21/07/2020 22:00 | 0 | 0.599 | 0 | 0
21/07/2020 23:00 | 0 | 0.413 | 0 | 0
22/07/2020 00:00 | 0 | 0.484 | 0 | 0
22/07/2020 01:00 | 0 | 0.258 | 0 | 0
22/07/2020 02:00 | 0 | 0.567 | 0 | 0
22/07/2020 03:00 | 0 | 0.258 | 0 | 0
22/07/2020 04:00 | 0 | 0.478 | 0 | 0
22/07/2020 05:00 | 0 | 0.257 | 0 | 0
22/07/2020 06:00 | 0 | 0.346 | 0 | 0
22/07/2020 07:00 | 0 | 0.256 | 0 | 0
22/07/2020 08:00 | 0 | 0.488 | 0 | 0
22/07/2020 09:00 | 0 | 0.499 | 0 | 0
22/07/2020 10:00 | 0 | 0.57 | 0 | 0
22/07/2020 11:00 | 0 | 1.675 | 0 | 0
22/07/2020 12:00 | 0 | 0.72 | 0 | 0
22/07/2020 13:00 | 0 | 0.7985 | 0 | 0
22/07/2020 14:00 | 0 | 0.73 | 0 | 0
22/07/2020 15:00 | 0 | 0.723 | 0 | 0
22/07/2020 16:00 | 0 | 0.769 | 0 | 0
22/07/2020 17:00 | 0 | 0.759 | 0 | 0
22/07/2020 18:00 | 0 | 0.638 | 0 | 0
22/07/2020 19:00 | 0 | 1.207 | 0 | 0
22/07/2020 20:00 | 0 | 1.12 | 0 | 0
22/07/2020 21:00 | 0 | 0.91 | 0 | 0
22/07/2020 22:00 | 0 | 0.398 | 0 | 0
22/07/2020 23:00 | 0 | 0.624 | 0 | 0
23/07/2020 00:00 | 0 | 0.398 | 0 | 0
23/07/2020 01:00 | 0 | 0.324 | 0 | 0
23/07/2020 02:00 | 0 | 0.373 | 0 | 0
23/07/2020 03:00 | 0 | 0.56 | 0 | 0
23/07/2020 04:00 | 0 | 0.459 | 0 | 0
23/07/2020 05:00 | 0 | 0.321 | 0 | 0
23/07/2020 06:00 | 0 | 0.233 | 0 | 0
23/07/2020 07:00 | 0 | 0.332 | 0 | 0
23/07/2020 08:00 | 0 | 0.603 | 0 | 0
23/07/2020 09:00 | 0 | 0.556 | 0 | 0
23/07/2020 10:00 | 0 | 0.437 | 0 | 0
23/07/2020 11:00 | 0 | 0.576 | 0 | 0
23/07/2020 12:00 | 0 | 0.742 | 0 | 0
23/07/2020 13:00 | 0 | 1.255 | 0 | 0
23/07/2020 14:00 | 0 | 0.684 | 0 | 0
23/07/2020 15:00 | 0 | 0.849 | 0 | 0
23/07/2020 16:00 | 0 | 0.551 | 0 | 0
23/07/2020 17:00 | 0 | 0.924 | 0 | 0
23/07/2020 18:00 | 0 | 0.728 | 0 | 0
23/07/2020 19:00 | 0 | 0.84 | 0 | 0
23/07/2020 20:00 | 0 | 0.746 | 0 | 0
23/07/2020 21:00 | 0 | 0.69 | 0 | 0
23/07/2020 22:00 | 0 | 0.73 | 0 | 0
23/07/2020 23:00 | 0 | 0.437 | 0 | 0
24/07/2020 00:00 | 0 | 0.736 | 0 | 0
24/07/2020 01:00 | 0 | 0.256 | 0 | 0
24/07/2020 02:00 | 0 | 0.348 | 0 | 0
24/07/2020 03:00 | 0 | 0.61 | 0 | 0
24/07/2020 04:00 | 0 | 0.255 | 0 | 0
24/07/2020 05:00 | 0 | 0.567 | 0 | 0
24/07/2020 06:00 | 0 | 0.254 | 0 | 0
24/07/2020 07:00 | 0 | 0.344 | 0 | 0
24/07/2020 08:00 | 0 | 0.79 | 0 | 0
24/07/2020 09:00 | 0 | 0.963 | 0 | 0
24/07/2020 10:00 | 0 | 0.316 | 0 | 0
24/07/2020 11:00 | 0 | 0.684 | 0 | 0
24/07/2020 12:00 | 0 | 0.508 | 0 | 0
24/07/2020 13:00 | 0 | 0.553 | 0 | 0
24/07/2020 14:00 | 0 | 0.467 | 0 | 0
24/07/2020 15:00 | 0 | 0.592 | 0 | 0
24/07/2020 16:00 | 0 | 0.405 | 0 | 0
24/07/2020 17:00 | 0 | 0.628 | 0 | 0
24/07/2020 18:00 | 0 | 0.487 | 0 | 0
24/07/2020 19:00 | 0 | 0.568 | 0 | 0
24/07/2020 20:00 | 0 | 0.739 | 0 | 0
24/07/2020 21:00 | 0 | 0.727 | 0 | 0
24/07/2020 22:00 | 0 | 0.412 | 0 | 0
24/07/2020 23:00 | 0 | 0.381 | 0 | 0
25/07/2020 00:00 | 0 | 0.331 | 0 | 0
25/07/2020 01:00 | 0 | 0.235 | 0 | 0
25/07/2020 02:00 | 0 | 0.235 | 0 | 0
25/07/2020 03:00 | 0 | 0.331 | 0 | 0
25/07/2020 04:00 | 0 | 0.605 | 0 | 0
25/07/2020 05:00 | 0 | 0.574 | 0 | 0
25/07/2020 06:00 | 0 | 0.696 | 0 | 0
25/07/2020 07:00 | 0 | 0.334 | 0 | 0
25/07/2020 08:00 | 0 | 0.637 | 0 | 0
25/07/2020 09:00 | 0 | 0.254 | 0 | 0
25/07/2020 10:00 | 0 | 0.69 | 0 | 0
25/07/2020 11:00 | 0 | 0.222 | 0 | 0
25/07/2020 12:00 | 0 | 1.387 | 0 | 0
25/07/2020 13:00 | 0 | 0.963 | 0 | 0
25/07/2020 14:00 | 0 | 0.332 | 0 | 0
25/07/2020 15:00 | 0 | 0.576 | 0 | 0
25/07/2020 16:00 | 0 | 0.585 | 0 | 0
25/07/2020 17:00 | 0 | 0.897 | 0 | 0
25/07/2020 18:00 | 0 | 0.737 | 0 | 0
25/07/2020 19:00 | 0 | 0.648 | 0 | 0
25/07/2020 20:00 | 0 | 0.88 | 0 | 0
25/07/2020 21:00 | 0 | 0.461 | 0 | 0
25/07/2020 22:00 | 0 | 0.487 | 0 | 0
25/07/2020 23:00 | 0 | 0.234 | 0 | 0
26/07/2020 00:00 | 0 | 0.466 | 0 | 0
26/07/2020 01:00 | 0 | 0.467 | 0 | 0
26/07/2020 02:00 | 0 | 0.329 | 0 | 0
26/07/2020 03:00 | 0 | 0.233 | 0 | 0
26/07/2020 04:00 | 0 | 0.328 | 0 | 0
26/07/2020 05:00 | 0 | 0.231 | 0 | 0
26/07/2020 06:00 | 0 | 0.555 | 0 | 0
26/07/2020 07:00 | 0 | 0.231 | 0 | 0
26/07/2020 08:00 | 0 | 0.241 | 0 | 0
26/07/2020 09:00 | 0 | 0.246 | 0 | 0
26/07/2020 10:00 | 0 | 0.608 | 0 | 0
26/07/2020 11:00 | 0 | 0.482 | 0 | 0
26/07/2020 12:00 | 0 | 0.639 | 0 | 0
26/07/2020 13:00 | 0 | 0.421 | 0 | 0
26/07/2020 14:00 | 0 | 0.638 | 0 | 0
26/07/2020 15:00 | 0 | 0.28 | 0 | 0
26/07/2020 16:00 | 0 | 1.043 | 0 | 0
26/07/2020 17:00 | 0 | 0.939 | 0 | 0
26/07/2020 18:00 | 0 | 0.298 | 0 | 0
26/07/2020 19:00 | 0 | 0.759 | 0 | 0
26/07/2020 20:00 | 0 | 0.558 | 0 | 0
26/07/2020 21:00 | 0 | 1.042 | 0 | 0
26/07/2020 22:00 | 0 | 0.491 | 0 | 0
26/07/2020 23:00 | 0 | 0.274 | 0 | 0
27/07/2020 00:00 | 0 | 0.35 | 0 | 0
27/07/2020 01:00 | 0 | 0.201 | 0 | 0
27/07/2020 02:00 | 0 | 0.588 | 0 | 0
27/07/2020 03:00 | 0 | 0.342 | 0 | 0
27/07/2020 04:00 | 0 | 0.762 | 0 | 0
27/07/2020 05:00 | 0 | 0.487 | 0 | 0
27/07/2020 06:00 | 0 | 0.264 | 0 | 0
27/07/2020 07:00 | 0 | 0.488 | 0 | 0
27/07/2020 08:00 | 0 | 0.21 | 0 | 0
27/07/2020 09:00 | 0 | 0.274 | 0 | 0
27/07/2020 10:00 | 0 | 0.338 | 0 | 0
27/07/2020 11:00 | 0 | 0.248 | 0 | 0
27/07/2020 12:00 | 0 | 0.547 | 0 | 0
27/07/2020 13:00 | 0 | 0.346 | 0 | 0
27/07/2020 14:00 | 0 | 0.472 | 0 | 0
27/07/2020 15:00 | 0 | 0.41 | 0 | 0
27/07/2020 16:00 | 0 | 0.477 | 0 | 0
27/07/2020 17:00 | 0 | 0.261 | 0 | 0
27/07/2020 18:00 | 0 | 0.806 | 0 | 0
27/07/2020 19:00 | 0 | 0.464 | 0 | 0
27/07/2020 20:00 | 0 | 0.9295 | 0 | 0
27/07/2020 21:00 | 0 | 0.367 | 0 | 0
27/07/2020 22:00 | 0 | 0.595 | 0 | 0
27/07/2020 23:00 | 0 | 0.161 | 0 | 0
28/07/2020 00:00 | 0 | 0.156 | 0 | 0
28/07/2020 01:00 | 0 | 0.244 | 0 | 0
28/07/2020 02:00 | 0 | 0.401 | 0 | 0
28/07/2020 03:00 | 0 | 0.726 | 0 | 0
28/07/2020 04:00 | 0 | 0.57 | 0 | 0
28/07/2020 05:00 | 0 | 0.394 | 0 | 0
28/07/2020 06:00 | 0 | 0.156 | 0 | 0
28/07/2020 07:00 | 0 | 0.513 | 0 | 0
28/07/2020 08:00 | 0 | 0.302 | 0 | 0
28/07/2020 09:00 | 0 | 0.531 | 0 | 0
28/07/2020 10:00 | 0 | 0.339 | 0 | 0
28/07/2020 11:00 | 0 | 0.392 | 0 | 0
28/07/2020 12:00 | 0 | 0.781 | 0 | 0
28/07/2020 13:00 | 0 | 0.656 | 0 | 0
28/07/2020 14:00 | 0 | 0.624 | 0 | 0
28/07/2020 15:00 | 0 | 0.511 | 0 | 0
28/07/2020 16:00 | 0 | 0.484 | 0 | 0
28/07/2020 17:00 | 0 | 0.506 | 0 | 0
28/07/2020 18:00 | 0 | 0.46 | 0 | 0
28/07/2020 19:00 | 0 | 0.829 | 0 | 0
28/07/2020 20:00 | 0 | 0.907 | 0 | 0
28/07/2020 21:00 | 0 | 0.935 | 0 | 0
28/07/2020 22:00 | 0 | 0.598 | 0 | 0
28/07/2020 23:00 | 0 | 1.38 | 0 | 0
29/07/2020 00:00 | 0 | 0.244 | 0 | 0
29/07/2020 01:00 | 0 | 0.301 | 0 | 0
29/07/2020 02:00 | 0 | 0.402 | 0 | 0
29/07/2020 03:00 | 0 | 0.249 | 0 | 0
29/07/2020 04:00 | 0 | 0.391 | 0 | 0
29/07/2020 05:00 | 0 | 0.259 | 0 | 0
29/07/2020 06:00 | 0 | 0.361 | 0 | 0
29/07/2020 07:00 | 0 | 0.265 | 0 | 0
29/07/2020 08:00 | 0 | 0.589 | 0 | 0
29/07/2020 09:00 | 0 | 0.84 | 0 | 0
29/07/2020 10:00 | 0 | 0.292 | 0 | 0
29/07/2020 11:00 | 0 | 1.218 | 0 | 0
29/07/2020 12:00 | 0 | 0.58 | 0 | 0
29/07/2020 13:00 | 0 | 0.199 | 0 | 0
29/07/2020 14:00 | 0 | 0.56 | 0 | 0
29/07/2020 15:00 | 0 | 0.773 | 0 | 0
29/07/2020 16:00 | 0 | 0.876 | 0 | 0
29/07/2020 17:00 | 0 | 0.653 | 0 | 0
29/07/2020 18:00 | 0 | 0.519 | 0 | 0
29/07/2020 19:00 | 0 | 0.971 | 0 | 0
29/07/2020 20:00 | 0 | 0.505 | 0 | 0
29/07/2020 21:00 | 0 | 1.032 | 0 | 0
29/07/2020 22:00 | 0 | 0.363 | 0 | 0
29/07/2020 23:00 | 0 | 0.608 | 0 | 0
30/07/2020 00:00 | 0 | 0.647 | 0 | 0
30/07/2020 01:00 | 0 | 0.39 | 0 | 0
30/07/2020 02:00 | 0 | 0.246 | 0 | 0
30/07/2020 03:00 | 0 | 0.301 | 0 | 0
30/07/2020 04:00 | 0 | 0.261 | 0 | 0
30/07/2020 05:00 | 0 | 0.255 | 0 | 0
30/07/2020 06:00 | 0 | 0.389 | 0 | 0
30/07/2020 07:00 | 0 | 0.298 | 0 | 0
30/07/2020 08:00 | 0 | 0.428 | 0 | 0
30/07/2020 09:00 | 0 | 0.247 | 0 | 0
30/07/2020 10:00 | 0 | 0.92476 | 0 | 0
30/07/2020 11:00 | 0 | 0.5475 | 0 | 0
30/07/2020 12:00 | 0 | 0.57208 | 0 | 0
30/07/2020 13:00 | 0 | 0.59764 | 0 | 0
30/07/2020 14:00 | 0 | 0.62321 | 0 | 0
30/07/2020 15:00 | 0 | 0.64878 | 0 | 0
30/07/2020 16:00 | 0 | 0.67434 | 0 | 0
30/07/2020 17:00 | 0 | 0.69991 | 0 | 0
30/07/2020 18:00 | 0 | 0.72548 | 0 | 0
30/07/2020 19:00 | 0 | 0.75104 | 0 | 0
30/07/2020 20:00 | 0 | 0.77661 | 0 | 0
30/07/2020 21:00 | 0 | 0.80218 | 0 | 0
30/07/2020 22:00 | 0 | 0.82775 | 0 | 0
30/07/2020 23:00 | 0 | 0.85331 | 0 | 0
31/07/2020 00:00 | 0 | 0.87888 | 0 | 0
31/07/2020 01:00 | 0 | 0.90445 | 0 | 0
31/07/2020 02:00 | 0 | 0.93001 | 0 | 0
31/07/2020 03:00 | 0 | 0.95558 | 0 | 0
31/07/2020 04:00 | 0 | 0.98115 | 0 | 0
31/07/2020 05:00 | 0 | 1.0067 | 0 | 0
31/07/2020 06:00 | 0 | 1.0323 | 0 | 0
31/07/2020 07:00 | 0 | 1.0578 | 0 | 0
31/07/2020 08:00 | 0 | 1.0834 | 0 | 0
31/07/2020 09:00 | 0 | 1.043 | 0 | 0
31/07/2020 10:00 | 0 | 0.984 | 0 | 0
31/07/2020 11:00 | 0 | 1.14 | 0 | 0
31/07/2020 12:00 | 0 | 0.351 | 0 | 0
31/07/2020 13:00 | 0 | 1.009 | 0 | 0
31/07/2020 14:00 | 0 | 1.012 | 0 | 0
31/07/2020 15:00 | 0 | 0.669 | 0 | 0
31/07/2020 16:00 | 0 | 1.087 | 0 | 0
31/07/2020 17:00 | 0 | 1.03 | 0 | 0
31/07/2020 18:00 | 0 | 0.791 | 0 | 0
31/07/2020 19:00 | 0 | 1.01 | 0 | 0
31/07/2020 20:00 | 0 | 0.828 | 0 | 0
31/07/2020 21:00 | 0 | 0.895 | 0 | 0
31/07/2020 22:00 | 0 | 0.837 | 0 | 0
31/07/2020 23:00 | 0 | 0.414 | 0 | 0
01/08/2020 00:00 | 0 | 0.259 | 0 | 0
01/08/2020 01:00 | 0 | 0.393 | 0 | 0
01/08/2020 02:00 | 0 | 0.591 | 0 | 0
01/08/2020 03:00 | 0 | 0.261 | 0 | 0
01/08/2020 04:00 | 0 | 0.592 | 0 | 0
01/08/2020 05:00 | 0 | 0.351 | 0 | 0
01/08/2020 06:00 | 0 | 0.587 | 0 | 0
01/08/2020 07:00 | 0 | 0.493 | 0 | 0
01/08/2020 08:00 | 0 | 0.638 | 0 | 0
01/08/2020 09:00 | 0 | 0.269 | 0 | 0
01/08/2020 10:00 | 0 | 0.39 | 0 | 0
01/08/2020 11:00 | 0 | 0.318 | 0 | 0
01/08/2020 12:00 | 0 | 0.757 | 0 | 0
01/08/2020 13:00 | 0 | 0.859 | 0 | 0
01/08/2020 14:00 | 0 | 0.147 | 0 | 0
01/08/2020 15:00 | 0 | 0.647 | 0 | 0
01/08/2020 16:00 | 0 | 0.568 | 0 | 0
01/08/2020 17:00 | 0 | 0.486 | 0 | 0
01/08/2020 18:00 | 0 | 0.691 | 0 | 0
01/08/2020 19:00 | 0 | 1.138 | 0 | 0
01/08/2020 20:00 | 0 | 0.826 | 0 | 0
01/08/2020 21:00 | 0 | 0.776 | 0 | 0
01/08/2020 22:00 | 0 | 0.371 | 0 | 0
01/08/2020 23:00 | 0 | 0.311 | 0 | 0
02/08/2020 00:00 | 0 | 0.163 | 0 | 0
02/08/2020 01:00 | 0 | 0.254 | 0 | 0
02/08/2020 02:00 | 0 | 0.494 | 0 | 0
02/08/2020 03:00 | 0 | 0.255 | 0 | 0
02/08/2020 04:00 | 0 | 0.629 | 0 | 0
02/08/2020 05:00 | 0 | 0.476 | 0 | 0
02/08/2020 06:00 | 0 | 0.265 | 0 | 0
02/08/2020 07:00 | 0 | 0.349 | 0 | 0
02/08/2020 08:00 | 0 | 0.31 | 0 | 0
02/08/2020 09:00 | 0 | 0.586 | 0 | 0
02/08/2020 10:00 | 0 | 0.201 | 0 | 0
02/08/2020 11:00 | 0 | 0.726 | 0 | 0
02/08/2020 12:00 | 0 | 1.09 | 0 | 0
02/08/2020 13:00 | 0 | 0.308 | 0 | 0
02/08/2020 14:00 | 0 | 0.409 | 0 | 0
02/08/2020 15:00 | 0 | 1.076 | 0 | 0
02/08/2020 16:00 | 0 | 1.129 | 0 | 0
02/08/2020 17:00 | 0 | 0.437 | 0 | 0
02/08/2020 18:00 | 0 | 0.64 | 0 | 0
02/08/2020 19:00 | 0 | 0.939 | 0 | 0
02/08/2020 20:00 | 0 | 0.731 | 0 | 0
02/08/2020 21:00 | 0 | 0.79 | 0 | 0
02/08/2020 22:00 | 0 | 0.234 | 0 | 0
02/08/2020 23:00 | 0 | 0.199 | 0 | 0
03/08/2020 00:00 | 0 | 0.2 | 0 | 0
03/08/2020 01:00 | 0 | 0.255 | 0 | 0
03/08/2020 02:00 | 0 | 0.199 | 0 | 0
03/08/2020 03:00 | 0 | 0.582 | 0 | 0
03/08/2020 04:00 | 0 | 0.655 | 0 | 0
03/08/2020 05:00 | 0 | 0.582 | 0 | 0
03/08/2020 06:00 | 0 | 0.474 | 0 | 0
03/08/2020 07:00 | 0 | 0.22 | 0 | 0
03/08/2020 08:00 | 0 | 0.463 | 0 | 0
03/08/2020 09:00 | 0 | 0.49 | 0 | 0
03/08/2020 10:00 | 0 | 0.467 | 0 | 0
03/08/2020 11:00 | 0 | 0.755 | 0 | 0
03/08/2020 12:00 | 0 | 0.535 | 0 | 0
03/08/2020 13:00 | 0 | 0.265 | 0 | 0
03/08/2020 14:00 | 0 | 0.401 | 0 | 0
03/08/2020 15:00 | 0 | 0.354 | 0 | 0
03/08/2020 16:00 | 0 | 0.624 | 0 | 0
03/08/2020 17:00 | 0 | 0.337 | 0 | 0
03/08/2020 18:00 | 0 | 1.051 | 0 | 0
03/08/2020 19:00 | 0 | 0.9635 | 0 | 0
03/08/2020 20:00 | 0 | 0.681 | 0 | 0
03/08/2020 21:00 | 0 | 0.619 | 0 | 0
03/08/2020 22:00 | 0 | 0.421 | 0 | 0
03/08/2020 23:00 | 0 | 0.282 | 0 | 0
04/08/2020 00:00 | 0 | 0.341 | 0 | 0
04/08/2020 01:00 | 0 | 0.391 | 0 | 0
04/08/2020 02:00 | 0 | 0.334 | 0 | 0
04/08/2020 03:00 | 0 | 0.381 | 0 | 0
04/08/2020 04:00 | 0 | 0.235 | 0 | 0
04/08/2020 05:00 | 0 | 0.245 | 0 | 0
04/08/2020 06:00 | 0 | 0.234 | 0 | 0
04/08/2020 07:00 | 0 | 0.156 | 0 | 0
04/08/2020 08:00 | 0 | 0.335 | 0 | 0
04/08/2020 09:00 | 0 | 0.145 | 0 | 0
04/08/2020 10:00 | 0 | 0.795 | 0 | 0
04/08/2020 11:00 | 0 | 0.25 | 0 | 0
04/08/2020 12:00 | 0 | 0.719 | 0 | 0
04/08/2020 13:00 | 0 | 0.78 | 0 | 0
04/08/2020 14:00 | 0 | 0.768 | 0 | 0
04/08/2020 15:00 | 0 | 0.589 | 0 | 0
04/08/2020 16:00 | 0 | 0.303 | 0 | 0
04/08/2020 17:00 | 0 | 0.266 | 0 | 0
04/08/2020 18:00 | 0 | 0.651 | 0 | 0
04/08/2020 19:00 | 0 | 0.75 | 0 | 0
04/08/2020 20:00 | 0 | 1.386 | 0 | 0
04/08/2020 21:00 | 0 | 0.788 | 0 | 0
04/08/2020 22:00 | 0 | 1.033 | 0 | 0
04/08/2020 23:00 | 0 | 0.337 | 0 | 0
05/08/2020 00:00 | 0 | 0.439 | 0 | 0
05/08/2020 01:00 | 0 | 0.436 | 0 | 0
05/08/2020 02:00 | 0 | 0.535 | 0 | 0
05/08/2020 03:00 | 0 | 0.576 | 0 | 0
05/08/2020 04:00 | 0 | 0.486 | 0 | 0
05/08/2020 05:00 | 0 | 0.465 | 0 | 0
05/08/2020 06:00 | 0 | 0.685 | 0 | 0
05/08/2020 07:00 | 0 | 0.22 | 0 | 0
05/08/2020 08:00 | 0 | 0.278 | 0 | 0
05/08/2020 09:00 | 0 | 0.242 | 0 | 0
05/08/2020 10:00 | 0 | 0.33 | 0 | 0
05/08/2020 11:00 | 0 | 0.147 | 0 | 0
05/08/2020 12:00 | 0 | 0.609 | 0 | 0
05/08/2020 13:00 | 0 | 0.247 | 0 | 0
05/08/2020 14:00 | 0 | 0.234 | 0 | 0
05/08/2020 15:00 | 0 | 0.474 | 0 | 0
05/08/2020 16:00 | 0 | 0.307 | 0 | 0
05/08/2020 17:00 | 0 | 0.551 | 0 | 0
05/08/2020 18:00 | 0 | 0.535 | 0 | 0
05/08/2020 19:00 | 0 | 0.875 | 0 | 0
05/08/2020 20:00 | 0 | 1.04 | 0 | 0
05/08/2020 21:00 | 0 | 0.706 | 0 | 0
05/08/2020 22:00 | 0 | 0.794 | 0 | 0
05/08/2020 23:00 | 0 | 0.806 | 0 | 0
06/08/2020 00:00 | 0 | 0.355 | 0 | 0
06/08/2020 01:00 | 0 | 0.361 | 0 | 0
06/08/2020 02:00 | 0 | 0.348 | 0 | 0
06/08/2020 03:00 | 0 | 0.234 | 0 | 0
06/08/2020 04:00 | 0 | 0.126 | 0 | 0
06/08/2020 05:00 | 0 | 0.143 | 0 | 0
06/08/2020 06:00 | 0 | 0.271 | 0 | 0
06/08/2020 07:00 | 0 | 0.036 | 0 | 0
06/08/2020 08:00 | 0 | 0.239 | 0 | 0
06/08/2020 09:00 | 0 | 0.369 | 0 | 0
06/08/2020 10:00 | 0 | 0.092 | 0 | 0
06/08/2020 11:00 | 0 | 0.358 | 0 | 0
06/08/2020 12:00 | 0 | 0.656 | 0 | 0
06/08/2020 13:00 | 0 | 0.357 | 0 | 0
06/08/2020 14:00 | 0 | 0.607 | 0 | 0
06/08/2020 15:00 | 0 | 0.795 | 0 | 0
06/08/2020 16:00 | 0 | 0.515 | 0 | 0
06/08/2020 17:00 | 0 | 0.355 | 0 | 0
06/08/2020 18:00 | 0 | 0.599 | 0 | 0
06/08/2020 19:00 | 0 | 0.34 | 0 | 0
06/08/2020 20:00 | 0 | 0.245 | 0 | 0
06/08/2020 21:00 | 0 | 0.383 | 0 | 0
06/08/2020 22:00 | 0 | 0.17 | 0 | 0
06/08/2020 23:00 | 0 | 0.113 | 0 | 0
07/08/2020 00:00 | 0 | 0.47 | 0 | 0
07/08/2020 01:00 | 0 | 0.253 | 0 | 0
07/08/2020 02:00 | 0 | 0.021 | 0 | 0
07/08/2020 03:00 | 0 | 0.02 | 0 | 0
07/08/2020 04:00 | 0 | 0.593 | 0 | 0
07/08/2020 05:00 | 0 | 0.205 | 0 | 0
07/08/2020 06:00 | 0 | 0.109 | 0 | 0
07/08/2020 07:00 | 0 | 0.256 | 0 | 0
07/08/2020 08:00 | 0 | 1.184 | 0 | 0
07/08/2020 09:00 | 0 | 0.246 | 0 | 0
07/08/2020 10:00 | 0 | 0.134 | 0 | 0
07/08/2020 11:00 | 0 | 0.606 | 0 | 0
07/08/2020 12:00 | 0 | 0.136 | 0 | 0
07/08/2020 13:00 | 0 | 0.197 | 0 | 0
07/08/2020 14:00 | 0 | 0.297 | 0 | 0
07/08/2020 15:00 | 0 | 0.4 | 0 | 0
07/08/2020 16:00 | 0 | 0.194 | 0 | 0
07/08/2020 17:00 | 0 | 0.289 | 0 | 0
07/08/2020 18:00 | 0 | 0.217 | 0 | 0
07/08/2020 19:00 | 0 | 0.538 | 0 | 0
07/08/2020 20:00 | 0 | 0.298 | 0 | 0
07/08/2020 21:00 | 0 | 0.059 | 0 | 0
07/08/2020 22:00 | 0 | 0.139 | 0 | 0
07/08/2020 23:00 | 0 | 0.27 | 0 | 0
08/08/2020 00:00 | 0 | 0.039 | 0 | 0
08/08/2020 01:00 | 0 | 0.127 | 0 | 0
08/08/2020 02:00 | 0 | 0.286 | 0 | 0
08/08/2020 03:00 | 0 | 0.466 | 0 | 0
08/08/2020 04:00 | 0 | 0.131 | 0 | 0
08/08/2020 05:00 | 0 | 0.264 | 0 | 0
08/08/2020 06:00 | 0 | 0.439 | 0 | 0
08/08/2020 07:00 | 0 | 0.14 | 0 | 0
08/08/2020 08:00 | 0 | 0.38 | 0 | 0
08/08/2020 09:00 | 0 | 0.178 | 0 | 0
08/08/2020 10:00 | 0 | 0.355 | 0 | 0
08/08/2020 11:00 | 0 | 0.067 | 0 | 0
08/08/2020 12:00 | 0 | 0.283 | 0 | 0
08/08/2020 13:00 | 0 | 0.58 | 0 | 0
08/08/2020 14:00 | 0 | 0.292 | 0 | 0
08/08/2020 15:00 | 0 | 0.59 | 0 | 0
08/08/2020 16:00 | 0 | 0.285 | 0 | 0
08/08/2020 17:00 | 0 | 0.239 | 0 | 0
08/08/2020 18:00 | 0 | 0.375 | 0 | 0
08/08/2020 19:00 | 0 | 0.634 | 0 | 0
08/08/2020 20:00 | 0 | 0.489 | 0 | 0
08/08/2020 21:00 | 0 | 0.519 | 0 | 0
08/08/2020 22:00 | 0 | 0.302 | 0 | 0
08/08/2020 23:00 | 0 | 0.355 | 0 | 0
09/08/2020 00:00 | 0 | 0.039 | 0 | 0
09/08/2020 01:00 | 0 | 0.122 | 0 | 0
09/08/2020 02:00 | 0 | 0.181 | 0 | 0
09/08/2020 03:00 | 0 | 0.039 | 0 | 0
09/08/2020 04:00 | 0 | 0.261 | 0 | 0
09/08/2020 05:00 | 0 | 0.263 | 0 | 0
09/08/2020 06:00 | 0 | 0.039 | 0 | 0
09/08/2020 07:00 | 0 | 0.226 | 0 | 0
09/08/2020 08:00 | 0 | 0.179 | 0 | 0
09/08/2020 09:00 | 0 | 0.334 | 0 | 0
09/08/2020 10:00 | 0 | 0.008 | 0 | 0
09/08/2020 11:00 | 0 | 0.59 | 0 | 0
09/08/2020 12:00 | 0 | 0.138 | 0 | 0
09/08/2020 13:00 | 0 | 0.293 | 0 | 0
09/08/2020 14:00 | 0 | 0.519 | 0 | 0
09/08/2020 15:00 | 0 | 0.436 | 0 | 0
09/08/2020 16:00 | 0 | 0.624 | 0 | 0
09/08/2020 17:00 | 0 | 0.209 | 0 | 0
09/08/2020 18:00 | 0 | 0.616 | 0 | 0
09/08/2020 19:00 | 0 | 0.298 | 0 | 0
09/08/2020 20:00 | 0 | 0.568 | 0 | 0
09/08/2020 21:00 | 0 | 0.299 | 0 | 0
09/08/2020 22:00 | 0 | 0.373 | 0 | 0
09/08/2020 23:00 | 0 | 0.274 | 0 | 0
10/08/2020 00:00 | 0 | 0.278 | 0 | 0
10/08/2020 01:00 | 0 | 0.418 | 0 | 0
10/08/2020 02:00 | 0 | 0.276 | 0 | 0
10/08/2020 03:00 | 0 | 0.185 | 0 | 0
10/08/2020 04:00 | 0 | 0.318 | 0 | 0
10/08/2020 05:00 | 0 | 0.179 | 0 | 0
10/08/2020 06:00 | 0 | 0.272 | 0 | 0
10/08/2020 07:00 | 0 | 0.27 | 0 | 0
10/08/2020 08:00 | 0 | 0.483 | 0 | 0
10/08/2020 09:00 | 0 | 0.242 | 0 | 0
10/08/2020 10:00 | 0 | 0 | 0 | 0
10/08/2020 11:00 | 0 | 1.031 | 0 | 0
10/08/2020 12:00 | 0 | 0.37 | 0 | 0
10/08/2020 13:00 | 0 | 0.269 | 0 | 0
10/08/2020 14:00 | 0 | 0.434 | 0 | 0
10/08/2020 15:00 | 0 | 0.653 | 0 | 0
10/08/2020 16:00 | 0 | 0.621 | 0 | 0
10/08/2020 17:00 | 0 | 0.585 | 0 | 0
10/08/2020 18:00 | 0 | 0.594 | 0 | 0
10/08/2020 19:00 | 0 | 0.712 | 0 | 0
10/08/2020 20:00 | 0 | 0.279 | 0 | 0
10/08/2020 21:00 | 0 | 0.807 | 0 | 0
10/08/2020 22:00 | 0 | 0.252 | 0 | 0
10/08/2020 23:00 | 0 | 0.117 | 0 | 0
11/08/2020 00:00 | 0 | 0.156 | 0 | 0
11/08/2020 01:00 | 0 | 0.216 | 0 | 0
11/08/2020 02:00 | 0 | 0.255 | 0 | 0
11/08/2020 03:00 | 0 | 0.183 | 0 | 0
11/08/2020 04:00 | 0 | 0.343 | 0 | 0
11/08/2020 05:00 | 0 | 0.124 | 0 | 0
11/08/2020 06:00 | 0 | 0.454 | 0 | 0
11/08/2020 07:00 | 0 | 0.022 | 0 | 0
11/08/2020 08:00 | 0 | 0.115 | 0 | 0
11/08/2020 09:00 | 0 | 0.101 | 0 | 0
11/08/2020 10:00 | 0 | 0.012 | 0 | 0
11/08/2020 11:00 | 0 | 0.464 | 0 | 0
11/08/2020 12:00 | 0 | 1.657 | 0 | 0
11/08/2020 13:00 | 0 | 0.397 | 0 | 0
11/08/2020 14:00 | 0 | 0.679 | 0 | 0
11/08/2020 15:00 | 0 | 0.274 | 0 | 0
11/08/2020 16:00 | 0 | 0.407 | 0 | 0
11/08/2020 17:00 | 0 | 0.735 | 0 | 0
11/08/2020 18:00 | 0 | 0.373 | 0 | 0
11/08/2020 19:00 | 0 | 0.542 | 0 | 0
11/08/2020 20:00 | 0 | 0.564 | 0 | 0
11/08/2020 21:00 | 0 | 0.631 | 0 | 0
11/08/2020 22:00 | 0 | 0.39 | 0 | 0
11/08/2020 23:00 | 0 | 0.895 | 0 | 0
12/08/2020 00:00 | 0 | 0.278 | 0 | 0
12/08/2020 01:00 | 0 | 0.27 | 0 | 0
12/08/2020 02:00 | 0 | 0.365 | 0 | 0
12/08/2020 03:00 | 0 | 0.513 | 0 | 0
12/08/2020 04:00 | 0 | 0.503 | 0 | 0
12/08/2020 05:00 | 0 | 0.186 | 0 | 0
12/08/2020 06:00 | 0 | 0.212 | 0 | 0
12/08/2020 07:00 | 0 | 0.252 | 0 | 0
12/08/2020 08:00 | 0 | 0.415 | 0 | 0
12/08/2020 09:00 | 0 | 0.425 | 0 | 0
12/08/2020 10:00 | 0 | 0.451 | 0 | 0
12/08/2020 11:00 | 0 | 0.279 | 0 | 0
12/08/2020 12:00 | 0 | 0.042 | 0 | 0
12/08/2020 13:00 | 0 | 0.854 | 0 | 0
12/08/2020 14:00 | 0 | 0.739 | 0 | 0
12/08/2020 15:00 | 0 | 0.421 | 0 | 0
12/08/2020 16:00 | 0 | 0.2 | 0 | 0
12/08/2020 17:00 | 0 | 0.279 | 0 | 0
12/08/2020 18:00 | 0 | 0.349 | 0 | 0
12/08/2020 19:00 | 0 | 0.637 | 0 | 0
12/08/2020 20:00 | 0 | 0.658 | 0 | 0
12/08/2020 21:00 | 0 | 0.583 | 0 | 0
12/08/2020 22:00 | 0 | 0.489 | 0 | 0
12/08/2020 23:00 | 0 | 0.4 | 0 | 0
13/08/2020 00:00 | 0 | 0.368 | 0 | 0
13/08/2020 01:00 | 0 | 0.485 | 0 | 0
13/08/2020 02:00 | 0 | 0.316 | 0 | 0
13/08/2020 03:00 | 0 | 0.308 | 0 | 0
13/08/2020 04:00 | 0 | 0.448 | 0 | 0
13/08/2020 05:00 | 0 | 0.563 | 0 | 0
13/08/2020 06:00 | 0 | 0.348 | 0 | 0
13/08/2020 07:00 | 0 | 0.358 | 0 | 0
13/08/2020 08:00 | 0 | 0.351 | 0 | 0
13/08/2020 09:00 | 0 | 0.432 | 0 | 0
13/08/2020 10:00 | 0 | 0.415 | 0 | 0
13/08/2020 11:00 | 0 | 0.276 | 0 | 0
13/08/2020 12:00 | 0 | 0.43 | 0 | 0
13/08/2020 13:00 | 0 | 0.831 | 0 | 0
13/08/2020 14:00 | 0 | 0.393 | 0 | 0
13/08/2020 15:00 | 0 | 0.607 | 0 | 0
13/08/2020 16:00 | 0 | 0.851 | 0 | 0
13/08/2020 17:00 | 0 | 0.799 | 0 | 0
13/08/2020 18:00 | 0 | 0.341 | 0 | 0
13/08/2020 19:00 | 0 | 0.64 | 0 | 0
13/08/2020 20:00 | 0 | 0.423 | 0 | 0
13/08/2020 21:00 | 0 | 0.346 | 0 | 0
13/08/2020 22:00 | 0 | 0.354 | 0 | 0
13/08/2020 23:00 | 0 | 0.782 | 0 | 0
14/08/2020 00:00 | 0 | 0.355 | 0 | 0
14/08/2020 01:00 | 0 | 0.585 | 0 | 0
14/08/2020 02:00 | 0 | 0.742 | 0 | 0
14/08/2020 03:00 | 0 | 0.283 | 0 | 0
14/08/2020 04:00 | 0 | 0.278 | 0 | 0
14/08/2020 05:00 | 0 | 0.41 | 0 | 0
14/08/2020 06:00 | 0 | 0.438 | 0 | 0
14/08/2020 07:00 | 0 | 0.224 | 0 | 0
14/08/2020 08:00 | 0 | 0.242 | 0 | 0
14/08/2020 09:00 | 0 | 0.058 | 0 | 0
14/08/2020 10:00 | 0 | 0.115 | 0 | 0
14/08/2020 11:00 | 0 | 1.435 | 0 | 0
14/08/2020 12:00 | 0 | 0.383 | 0 | 0
14/08/2020 13:00 | 0 | 0.532 | 0 | 0
14/08/2020 14:00 | 0 | 0.29 | 0 | 0
14/08/2020 15:00 | 0 | 0.401 | 0 | 0
14/08/2020 16:00 | 0 | 0.52 | 0 | 0
14/08/2020 17:00 | 0 | 0.696 | 0 | 0
14/08/2020 18:00 | 0 | 0.623 | 0 | 0
14/08/2020 19:00 | 0 | 0.463 | 0 | 0
14/08/2020 20:00 | 0 | 0.328 | 0 | 0
14/08/2020 21:00 | 0 | 0.662 | 0 | 0
14/08/2020 22:00 | 0 | 0.449 | 0 | 0
14/08/2020 23:00 | 0 | 0.493 | 0 | 0
15/08/2020 00:00 | 0 | 0.42 | 0 | 0
15/08/2020 01:00 | 0 | 0.54 | 0 | 0
15/08/2020 02:00 | 0 | 0.486 | 0 | 0
15/08/2020 03:00 | 0 | 0.263 | 0 | 0
15/08/2020 04:00 | 0 | 0.299 | 0 | 0
15/08/2020 05:00 | 0 | 0.546 | 0 | 0
15/08/2020 06:00 | 0 | 0.751 | 0 | 0
15/08/2020 07:00 | 0 | 0.592 | 0 | 0
15/08/2020 08:00 | 0 | 0.145 | 0 | 0
15/08/2020 09:00 | 0 | 0.474 | 0 | 0
15/08/2020 10:00 | 0 | 0.137 | 0 | 0
15/08/2020 11:00 | 0 | 0.225 | 0 | 0
15/08/2020 12:00 | 0 | 0.221 | 0 | 0
15/08/2020 13:00 | 0 | 0.296 | 0 | 0
15/08/2020 14:00 | 0 | 0.132 | 0 | 0
15/08/2020 15:00 | 0 | 0.215 | 0 | 0
15/08/2020 16:00 | 0 | 0.191 | 0 | 0
15/08/2020 17:00 | 0 | 0.74 | 0 | 0
15/08/2020 18:00 | 0 | 0.599 | 0 | 0
15/08/2020 19:00 | 0 | 0.487 | 0 | 0
15/08/2020 20:00 | 0 | 0.613 | 0 | 0
15/08/2020 21:00 | 0 | 0.499 | 0 | 0
15/08/2020 22:00 | 0 | 0.436 | 0 | 0
15/08/2020 23:00 | 0 | 0.609 | 0 | 0
16/08/2020 00:00 | 0 | 0.356 | 0 | 0
16/08/2020 01:00 | 0 | 0.651 | 0 | 0
16/08/2020 02:00 | 0 | 0.349 | 0 | 0
16/08/2020 03:00 | 0 | 0.429 | 0 | 0
16/08/2020 04:00 | 0 | 0.494 | 0 | 0
16/08/2020 05:00 | 0 | 0.274 | 0 | 0
16/08/2020 06:00 | 0 | 0.365 | 0 | 0
16/08/2020 07:00 | 0 | 0.456 | 0 | 0
16/08/2020 08:00 | 0 | 0.3 | 0 | 0
16/08/2020 09:00 | 0 | 0.218 | 0 | 0
16/08/2020 10:00 | 0 | 0.271 | 0 | 0
16/08/2020 11:00 | 0 | 0.29 | 0 | 0
16/08/2020 12:00 | 0 | 0.098 | 0 | 0
16/08/2020 13:00 | 0 | 0.466 | 0 | 0
16/08/2020 14:00 | 0 | 0.362 | 0 | 0
16/08/2020 15:00 | 0 | 0.482 | 0 | 0
16/08/2020 16:00 | 0 | 0.403 | 0 | 0
16/08/2020 17:00 | 0 | 0.329 | 0 | 0
16/08/2020 18:00 | 0 | 0.201 | 0 | 0
16/08/2020 19:00 | 0 | 0.819 | 0 | 0
16/08/2020 20:00 | 0 | 0.76 | 0 | 0
16/08/2020 21:00 | 0 | 0.778 | 0 | 0
16/08/2020 22:00 | 0 | 0.332 | 0 | 0
16/08/2020 23:00 | 0 | 0.474 | 0 | 0
17/08/2020 00:00 | 0 | 0.583 | 0 | 0
17/08/2020 01:00 | 0 | 0.366 | 0 | 0
17/08/2020 02:00 | 0 | 0.347 | 0 | 0
17/08/2020 03:00 | 0 | 0.293 | 0 | 0
17/08/2020 04:00 | 0 | 0.295 | 0 | 0
17/08/2020 05:00 | 0 | 0.293 | 0 | 0
17/08/2020 06:00 | 0 | 0.28 | 0 | 0
17/08/2020 07:00 | 0 | 0.283 | 0 | 0
17/08/2020 08:00 | 0 | 0.245 | 0 | 0
17/08/2020 09:00 | 0 | 1.086 | 0 | 0
17/08/2020 10:00 | 0 | 0.543 | 0 | 0
17/08/2020 11:00 | 0 | 0.209 | 0 | 0
17/08/2020 12:00 | 0 | 0.561 | 0 | 0
17/08/2020 13:00 | 0 | 0.814 | 0 | 0
17/08/2020 14:00 | 0 | 0.423 | 0 | 0
17/08/2020 15:00 | 0 | 0.421 | 0 | 0
17/08/2020 16:00 | 0 | 0.463 | 0 | 0
17/08/2020 17:00 | 0 | 0.58 | 0 | 0
17/08/2020 18:00 | 0 | 0.662 | 0 | 0
17/08/2020 19:00 | 0 | 0.587 | 0 | 0
17/08/2020 20:00 | 0 | 0.641 | 0 | 0
17/08/2020 21:00 | 0 | 0.319 | 0 | 0
17/08/2020 22:00 | 0 | 0.564 | 0 | 0
17/08/2020 23:00 | 0 | 0.349 | 0 | 0
18/08/2020 00:00 | 0 | 0.768 | 0 | 0
18/08/2020 01:00 | 0 | 0.189 | 0 | 0
18/08/2020 02:00 | 0 | 0.33 | 0 | 0
18/08/2020 03:00 | 0 | 0.112 | 0 | 0
18/08/2020 04:00 | 0 | 0.698 | 0 | 0
18/08/2020 05:00 | 0 | 0.439 | 0 | 0
18/08/2020 06:00 | 0 | 0.427 | 0 | 0
18/08/2020 07:00 | 0 | 0.231 | 0 | 0
18/08/2020 08:00 | 0 | 0.738 | 0 | 0
18/08/2020 09:00 | 0 | 0.124 | 0 | 0
18/08/2020 10:00 | 0 | 0.657 | 0 | 0
18/08/2020 11:00 | 0 | 0.56 | 0 | 0
18/08/2020 12:00 | 0 | 0.251 | 0 | 0
18/08/2020 13:00 | 0 | 0.496 | 0 | 0
18/08/2020 14:00 | 0 | 0.526 | 0 | 0
18/08/2020 15:00 | 0 | 0.15 | 0 | 0
18/08/2020 16:00 | 0 | 0.93 | 0 | 0
18/08/2020 17:00 | 0 | 0.423 | 0 | 0
18/08/2020 18:00 | 0 | 0.471 | 0 | 0
18/08/2020 19:00 | 0 | 0.531 | 0 | 0
18/08/2020 20:00 | 0 | 0.951 | 0 | 0
18/08/2020 21:00 | 0 | 0.422 | 0 | 0
18/08/2020 22:00 | 0 | 0.438 | 0 | 0
18/08/2020 23:00 | 0 | 0.568 | 0 | 0
19/08/2020 00:00 | 0 | 0.345 | 0 | 0
19/08/2020 01:00 | 0 | 0.705 | 0 | 0
19/08/2020 02:00 | 0 | 0.27 | 0 | 0
19/08/2020 03:00 | 0 | 0.273 | 0 | 0
19/08/2020 04:00 | 0 | 0.34 | 0 | 0
19/08/2020 05:00 | 0 | 0.12 | 0 | 0
19/08/2020 06:00 | 0 | 0.061 | 0 | 0
19/08/2020 07:00 | 0 | 0.11 | 0 | 0
19/08/2020 08:00 | 0 | 0.37 | 0 | 0
19/08/2020 09:00 | 0 | 0.432 | 0 | 0
19/08/2020 10:00 | 0 | 0.562 | 0 | 0
19/08/2020 11:00 | 0 | 0.099 | 0 | 0
19/08/2020 12:00 | 0 | 0.468 | 0 | 0
19/08/2020 13:00 | 0 | 0.231 | 0 | 0
19/08/2020 14:00 | 0 | 0.282 | 0 | 0
19/08/2020 15:00 | 0 | 0.454 | 0 | 0
19/08/2020 16:00 | 0 | 0.49 | 0 | 0
19/08/2020 17:00 | 0 | 0.413 | 0 | 0
19/08/2020 18:00 | 0 | 0.47 | 0 | 0
19/08/2020 19:00 | 0 | 0.395 | 0 | 0
19/08/2020 20:00 | 0 | 0.592 | 0 | 0
19/08/2020 21:00 | 0 | 0.228 | 0 | 0
19/08/2020 22:00 | 0 | 0.432 | 0 | 0
19/08/2020 23:00 | 0 | 0.221 | 0 | 0
20/08/2020 00:00 | 0 | 0.438 | 0 | 0
20/08/2020 01:00 | 0 | 0.318 | 0 | 0
20/08/2020 02:00 | 0 | 0.308 | 0 | 0
20/08/2020 03:00 | 0 | 0.114 | 0 | 0
20/08/2020 04:00 | 0 | 0.226 | 0 | 0
20/08/2020 05:00 | 0 | 0.321 | 0 | 0
20/08/2020 06:00 | 0 | 0.114 | 0 | 0
20/08/2020 07:00 | 0 | 0.128 | 0 | 0
20/08/2020 08:00 | 0 | 0.217 | 0 | 0
20/08/2020 09:00 | 0 | 0.143 | 0 | 0
20/08/2020 10:00 | 0 | 0.305 | 0 | 0
20/08/2020 11:00 | 0 | 0.242 | 0 | 0
20/08/2020 12:00 | 0 | 0.555 | 0 | 0
20/08/2020 13:00 | 0 | 0.358 | 0 | 0
20/08/2020 14:00 | 0 | 0.574 | 0 | 0
20/08/2020 15:00 | 0 | 0.558 | 0 | 0
20/08/2020 16:00 | 0 | 0.207 | 0 | 0
20/08/2020 17:00 | 0 | 0.572 | 0 | 0
20/08/2020 18:00 | 0 | 0.218 | 0 | 0
20/08/2020 19:00 | 0 | 0.825 | 0 | 0
20/08/2020 20:00 | 0 | 0.457 | 0 | 0
20/08/2020 21:00 | 0 | 0.63 | 0 | 0
20/08/2020 22:00 | 0 | 0.346 | 0 | 0
20/08/2020 23:00 | 0 | 0.418 | 0 | 0
21/08/2020 00:00 | 0 | 0.202 | 0 | 0
21/08/2020 01:00 | 0 | 0.033 | 0 | 0
21/08/2020 02:00 | 0 | 0.384 | 0 | 0
21/08/2020 03:00 | 0 | 0.034 | 0 | 0
21/08/2020 04:00 | 0 | 0.033 | 0 | 0
21/08/2020 05:00 | 0 | 0.032 | 0 | 0
21/08/2020 06:00 | 0 | 0.032 | 0 | 0
21/08/2020 07:00 | 0 | 0.408 | 0 | 0
21/08/2020 08:00 | 0 | 0.301 | 0 | 0
21/08/2020 09:00 | 0 | 1.026 | 0 | 0
21/08/2020 10:00 | 0 | 0.075 | 0 | 0
21/08/2020 11:00 | 0 | 0.196 | 0 | 0
21/08/2020 12:00 | 0 | 0.499 | 0 | 0
21/08/2020 13:00 | 0 | 0.429 | 0 | 0
21/08/2020 14:00 | 0 | 0.537 | 0 | 0
21/08/2020 15:00 | 0 | 0.436 | 0 | 0
21/08/2020 16:00 | 0 | 0.161 | 0 | 0
21/08/2020 17:00 | 0 | 0.316 | 0 | 0
21/08/2020 18:00 | 0 | 0.378 | 0 | 0
21/08/2020 19:00 | 0 | 0.715 | 0 | 0
21/08/2020 20:00 | 0 | 0.34 | 0 | 0
21/08/2020 21:00 | 0 | 0.317 | 0 | 0
21/08/2020 22:00 | 0 | 0.209 | 0 | 0
21/08/2020 23:00 | 0 | 0.214 | 0 | 0
22/08/2020 00:00 | 0 | 0.208 | 0 | 0
22/08/2020 01:00 | 0 | 0.559 | 0 | 0
22/08/2020 02:00 | 0 | 0.206 | 0 | 0
22/08/2020 03:00 | 0 | 0.208 | 0 | 0
22/08/2020 04:00 | 0 | 0.414 | 0 | 0
22/08/2020 05:00 | 0 | 0.206 | 0 | 0
22/08/2020 06:00 | 0 | 0.242 | 0 | 0
22/08/2020 07:00 | 0 | 1.002 | 0 | 0
22/08/2020 08:00 | 0 | 0.451 | 0 | 0
22/08/2020 09:00 | 0 | 0.049 | 0 | 0
22/08/2020 10:00 | 0 | 0.049 | 0 | 0
22/08/2020 11:00 | 0 | 0.12 | 0 | 0
22/08/2020 12:00 | 0 | 0.314 | 0 | 0
22/08/2020 13:00 | 0 | 0.149 | 0 | 0
22/08/2020 14:00 | 0 | 0.486 | 0 | 0
22/08/2020 15:00 | 0 | 0.371 | 0 | 0
22/08/2020 16:00 | 0 | 0.527 | 0 | 0
22/08/2020 17:00 | 0 | 0.236 | 0 | 0
22/08/2020 18:00 | 0 | 0.293 | 0 | 0
22/08/2020 19:00 | 0 | 0.317 | 0 | 0
22/08/2020 20:00 | 0 | 0.309 | 0 | 0
22/08/2020 21:00 | 0 | 0.466 | 0 | 0
22/08/2020 22:00 | 0 | 0.073 | 0 | 0
22/08/2020 23:00 | 0 | 0.046 | 0 | 0
23/08/2020 00:00 | 0 | 0.188 | 0 | 0
23/08/2020 01:00 | 0 | 0.044 | 0 | 0
23/08/2020 02:00 | 0 | 0.256 | 0 | 0
23/08/2020 03:00 | 0 | 0.294 | 0 | 0
23/08/2020 04:00 | 0 | 0.433 | 0 | 0
23/08/2020 05:00 | 0 | 0.478 | 0 | 0
23/08/2020 06:00 | 0 | 0.043 | 0 | 0
23/08/2020 07:00 | 0 | 0.055 | 0 | 0
23/08/2020 08:00 | 0 | 0.469 | 0 | 0
23/08/2020 09:00 | 0 | 0.118 | 0 | 0
23/08/2020 10:00 | 0 | 0.328 | 0 | 0
23/08/2020 11:00 | 0 | 0.293 | 0 | 0
23/08/2020 12:00 | 0 | 1.507 | 0 | 0
23/08/2020 13:00 | 0 | 0.265 | 0 | 0
23/08/2020 14:00 | 0 | 0.39 | 0 | 0
23/08/2020 15:00 | 0 | 0.276 | 0 | 0
23/08/2020 16:00 | 0 | 0.124 | 0 | 0
23/08/2020 17:00 | 0 | 0.479 | 0 | 0
23/08/2020 18:00 | 0 | 0.138 | 0 | 0
23/08/2020 19:00 | 0 | 0.669 | 0 | 0
23/08/2020 20:00 | 0 | 0.542 | 0 | 0
23/08/2020 21:00 | 0 | 1.08 | 0 | 0
23/08/2020 22:00 | 0 | 0.723 | 0 | 0
23/08/2020 23:00 | 0 | 1.021 | 0 | 0
24/08/2020 00:00 | 0 | 0.418 | 0 | 0
24/08/2020 01:00 | 0 | 0.415 | 0 | 0
24/08/2020 02:00 | 0 | 0.408 | 0 | 0
24/08/2020 03:00 | 0 | 0.404 | 0 | 0
24/08/2020 04:00 | 0 | 0.404 | 0 | 0
24/08/2020 05:00 | 0 | 0.4 | 0 | 0
24/08/2020 06:00 | 0 | 0.399 | 0 | 0
24/08/2020 07:00 | 0 | 0.406 | 0 | 0
24/08/2020 08:00 | 0 | 0.205 | 0 | 0
24/08/2020 09:00 | 0 | 0.212 | 0 | 0
24/08/2020 10:00 | 0 | 0.617 | 0 | 0
24/08/2020 11:00 | 0 | 0.447 | 0 | 0
24/08/2020 12:00 | 0 | 0.897 | 0 | 0
24/08/2020 13:00 | 0 | 0.471 | 0 | 0
24/08/2020 14:00 | 0 | 0.918 | 0 | 0
24/08/2020 15:00 | 0 | 0.456 | 0 | 0
24/08/2020 16:00 | 0 | 0.281 | 0 | 0
24/08/2020 17:00 | 0 | 1.056 | 0 | 0
24/08/2020 18:00 | 0 | 0.267 | 0 | 0
24/08/2020 19:00 | 0 | 1.033 | 0 | 0
24/08/2020 20:00 | 0 | 0.798 | 0 | 0
24/08/2020 21:00 | 0 | 0.921 | 0 | 0
24/08/2020 22:00 | 0 | 0.317 | 0 | 0
24/08/2020 23:00 | 0 | 0.966 | 0 | 0
25/08/2020 00:00 | 0 | 0.307 | 0 | 0
25/08/2020 01:00 | 0 | 0.522 | 0 | 0
25/08/2020 02:00 | 0 | 0.113 | 0 | 0
25/08/2020 03:00 | 0 | 0.597 | 0 | 0
25/08/2020 04:00 | 0 | 0.125 | 0 | 0
25/08/2020 05:00 | 0 | 0.347 | 0 | 0
25/08/2020 06:00 | 0 | 0.113 | 0 | 0
25/08/2020 07:00 | 0 | 0.149 | 0 | 0
25/08/2020 08:00 | 0 | 0.256 | 0 | 0
25/08/2020 09:00 | 0 | 1.554 | 0 | 0
25/08/2020 10:00 | 0 | 0.193 | 0 | 0
25/08/2020 11:00 | 0 | 0.361 | 0 | 0
25/08/2020 12:00 | 0 | 0.641 | 0 | 0
25/08/2020 13:00 | 0 | 0.657 | 0 | 0
25/08/2020 14:00 | 0 | 0.268 | 0 | 0
25/08/2020 15:00 | 0 | 0.364 | 0 | 0
25/08/2020 16:00 | 0 | 0.031 | 0 | 0
25/08/2020 17:00 | 0 | 0.221 | 0 | 0
25/08/2020 18:00 | 0 | 0.564 | 0 | 0
25/08/2020 19:00 | 0 | 0.428 | 0 | 0
25/08/2020 20:00 | 0 | 0.902 | 0 | 0
25/08/2020 21:00 | 0 | 0.394 | 0 | 0
25/08/2020 22:00 | 0 | 0.519 | 0 | 0
25/08/2020 23:00 | 0 | 0.122 | 0 | 0
26/08/2020 00:00 | 0 | 0.268 | 0 | 0
26/08/2020 01:00 | 0 | 1.466 | 0 | 0
26/08/2020 02:00 | 0 | 0.113 | 0 | 0
26/08/2020 03:00 | 0 | 0.34 | 0 | 0
26/08/2020 04:00 | 0 | 0.161 | 0 | 0
26/08/2020 05:00 | 0 | 0.113 | 0 | 0
26/08/2020 06:00 | 0 | 0.214 | 0 | 0
26/08/2020 07:00 | 0 | 0.257 | 0 | 0
26/08/2020 08:00 | 0 | 0.37 | 0 | 0
26/08/2020 09:00 | 0 | 0.451 | 0 | 0
26/08/2020 10:00 | 0 | 0.271 | 0 | 0
26/08/2020 11:00 | 0 | 0.343 | 0 | 0
26/08/2020 12:00 | 0 | 0.262 | 0 | 0
26/08/2020 13:00 | 0 | 0.443 | 0 | 0
26/08/2020 14:00 | 0 | 0.774 | 0 | 0
26/08/2020 15:00 | 0 | 0.768 | 0 | 0
26/08/2020 16:00 | 0 | 0.577 | 0 | 0
26/08/2020 17:00 | 0 | 0.512 | 0 | 0
26/08/2020 18:00 | 0 | 1.421 | 0 | 0
26/08/2020 19:00 | 0 | 1.096 | 0 | 0
26/08/2020 20:00 | 0 | 0.433 | 0 | 0
26/08/2020 21:00 | 0 | 0.429 | 0 | 0
26/08/2020 22:00 | 0 | 0.419 | 0 | 0
26/08/2020 23:00 | 0 | 0.725 | 0 | 0
27/08/2020 00:00 | 0 | 0.288 | 0 | 0
27/08/2020 01:00 | 0 | 0.122 | 0 | 0
27/08/2020 02:00 | 0 | 0.274 | 0 | 0
27/08/2020 03:00 | 0 | 0.768 | 0 | 0
27/08/2020 04:00 | 0 | 0.571 | 0 | 0
27/08/2020 05:00 | 0 | 0.122 | 0 | 0
27/08/2020 06:00 | 0 | 0.419 | 0 | 0
27/08/2020 07:00 | 0 | 0.104 | 0 | 0
27/08/2020 08:00 | 0 | 0.04 | 0 | 0
27/08/2020 09:00 | 0 | 0.251 | 0 | 0
27/08/2020 10:00 | 0 | 1.061 | 0 | 0
27/08/2020 11:00 | 0 | 1.168 | 0 | 0
27/08/2020 12:00 | 0 | 0.45 | 0 | 0
27/08/2020 13:00 | 0 | 0.538 | 0 | 0
27/08/2020 14:00 | 0 | 0.652 | 0 | 0
27/08/2020 15:00 | 0 | 0.706 | 0 | 0
27/08/2020 16:00 | 0 | 0.899 | 0 | 0
27/08/2020 17:00 | 0 | 0.681 | 0 | 0
27/08/2020 18:00 | 0 | 0.35 | 0 | 0
27/08/2020 19:00 | 0 | 0.719 | 0 | 0
27/08/2020 20:00 | 0 | 0.421 | 0 | 0
27/08/2020 21:00 | 0 | 0.605 | 0 | 0
27/08/2020 22:00 | 0 | 0.701 | 0 | 0
27/08/2020 23:00 | 0 | 0.209 | 0 | 0
28/08/2020 00:00 | 0 | 0.112 | 0 | 0
28/08/2020 01:00 | 0 | 0.142 | 0 | 0
28/08/2020 02:00 | 0 | 0.248 | 0 | 0
28/08/2020 03:00 | 0 | 0.206 | 0 | 0
28/08/2020 04:00 | 0 | 0.33 | 0 | 0
28/08/2020 05:00 | 0 | 0.232 | 0 | 0
28/08/2020 06:00 | 0 | 0.238 | 0 | 0
28/08/2020 07:00 | 0 | 0.041 | 0 | 0
28/08/2020 08:00 | 0 | 0.055 | 0 | 0
28/08/2020 09:00 | 0 | 0.041 | 0 | 0
28/08/2020 10:00 | 0 | 0.502 | 0 | 0
28/08/2020 11:00 | 0 | 0.105 | 0 | 0
28/08/2020 12:00 | 0 | 0.416 | 0 | 0
28/08/2020 13:00 | 0 | 0.531 | 0 | 0
28/08/2020 14:00 | 0 | 0.426 | 0 | 0
28/08/2020 15:00 | 0 | 0.883 | 0 | 0
28/08/2020 16:00 | 0 | 0.199 | 0 | 0
28/08/2020 17:00 | 0 | 0.574 | 0 | 0
28/08/2020 18:00 | 0 | 0.008 | 0 | 0
28/08/2020 19:00 | 0 | 0.008 | 0 | 0
28/08/2020 20:00 | 0 | 0.171 | 0 | 0
28/08/2020 21:00 | 0 | 0.071 | 0 | 0
28/08/2020 22:00 | 0 | 0.162 | 0 | 0
28/08/2020 23:00 | 0 | 0.309 | 0 | 0
29/08/2020 00:00 | 0 | 0.288 | 0 | 0
29/08/2020 01:00 | 0 | 0.262 | 0 | 0
29/08/2020 02:00 | 0 | 0.286 | 0 | 0
29/08/2020 03:00 | 0 | 0.299 | 0 | 0
29/08/2020 04:00 | 0 | 0.473 | 0 | 0
29/08/2020 05:00 | 0 | 0.14 | 0 | 0
29/08/2020 06:00 | 0 | 0.615 | 0 | 0
29/08/2020 07:00 | 0 | 0.522 | 0 | 0
29/08/2020 08:00 | 0 | 0.488 | 0 | 0
29/08/2020 09:00 | 0 | 0.069 | 0 | 0
29/08/2020 10:00 | 0 | 0.153 | 0 | 0
29/08/2020 11:00 | 0 | 0.3425 | 0 | 0
29/08/2020 12:00 | 0 | 0.147 | 0 | 0
29/08/2020 13:00 | 0 | 0.292 | 0 | 0
29/08/2020 14:00 | 0 | 0.134 | 0 | 0
29/08/2020 15:00 | 0 | 0.4275 | 0 | 0
29/08/2020 16:00 | 0 | 0.29 | 0 | 0
29/08/2020 17:00 | 0 | 0.506 | 0 | 0
29/08/2020 18:00 | 0 | 0.266 | 0 | 0
29/08/2020 19:00 | 0 | 0.328 | 0 | 0
29/08/2020 20:00 | 0 | 0.344 | 0 | 0
29/08/2020 21:00 | 0 | 0.493 | 0 | 0
29/08/2020 22:00 | 0 | 0.51 | 0 | 0
29/08/2020 23:00 | 0 | 0.12 | 0 | 0
30/08/2020 00:00 | 0 | 0.736 | 0 | 0
30/08/2020 01:00 | 0 | 0.259 | 0 | 0
30/08/2020 02:00 | 0 | 0.56 | 0 | 0
30/08/2020 03:00 | 0 | 0.025 | 0 | 0
30/08/2020 04:00 | 0 | 1.791 | 0 | 0
30/08/2020 05:00 | 0 | 0.034 | 0 | 0
30/08/2020 06:00 | 0 | 0.437 | 0 | 0
30/08/2020 07:00 | 0 | 0.215 | 0 | 0
30/08/2020 08:00 | 0 | 0.342 | 0 | 0
30/08/2020 09:00 | 0 | 0.108 | 0 | 0
30/08/2020 10:00 | 0 | 0.092 | 0 | 0
30/08/2020 11:00 | 0 | 0.0935 | 0 | 0
30/08/2020 12:00 | 0 | 0.415 | 0 | 0
30/08/2020 13:00 | 0 | 0.347 | 0 | 0
30/08/2020 14:00 | 0 | 0.915 | 0 | 0
30/08/2020 15:00 | 0 | 0.519 | 0 | 0
30/08/2020 16:00 | 0 | 0.383 | 0 | 0
30/08/2020 17:00 | 0 | 0.16 | 0 | 0
30/08/2020 18:00 | 0 | 0.209 | 0 | 0
30/08/2020 19:00 | 0 | 0.68 | 0 | 0
30/08/2020 20:00 | 0 | 0.1775 | 0 | 0
30/08/2020 21:00 | 0 | 0.344 | 0 | 0
30/08/2020 22:00 | 0 | 0.336 | 0 | 0
30/08/2020 23:00 | 0 | 0.025 | 0 | 0
31/08/2020 00:00 | 0 | 0.111 | 0 | 0
31/08/2020 01:00 | 0 | 0.025 | 0 | 0
31/08/2020 02:00 | 0 | 0.259 | 0 | 0
31/08/2020 03:00 | 0 | 0.025 | 0 | 0
31/08/2020 04:00 | 0 | 0.36 | 0 | 0
31/08/2020 05:00 | 0 | 0.338 | 0 | 0
31/08/2020 06:00 | 0 | 0.025 | 0 | 0
31/08/2020 07:00 | 0 | 0.255 | 0 | 0
31/08/2020 08:00 | 0 | 0.025 | 0 | 0
31/08/2020 09:00 | 0 | 0.092 | 0 | 0
31/08/2020 10:00 | 0 | 0.008 | 0 | 0
31/08/2020 11:00 | 0 | 0.408 | 0 | 0
31/08/2020 12:00 | 0 | 0.419 | 0 | 0
31/08/2020 13:00 | 0 | 0.447 | 0 | 0
31/08/2020 14:00 | 0 | 0.413 | 0 | 0
31/08/2020 15:00 | 0 | 0.333 | 0 | 0
31/08/2020 16:00 | 0 | 0.559 | 0 | 0
31/08/2020 17:00 | 0 | 0.878 | 0 | 0
31/08/2020 18:00 | 0 | 0.6725 | 0 | 0
31/08/2020 19:00 | 0 | 0.756 | 0 | 0
31/08/2020 20:00 | 0 | 0.449 | 0 | 0
31/08/2020 21:00 | 0 | 0.368 | 0 | 0
31/08/2020 22:00 | 0 | 0.521 | 0 | 0
31/08/2020 23:00 | 0 | 0.36 | 0 | 0
01/09/2020 00:00 | 0 | 0.123 | 0 | 0
01/09/2020 01:00 | 0 | 0.126 | 0 | 0
01/09/2020 02:00 | 0 | 0.371 | 0 | 0
01/09/2020 03:00 | 0 | 0.538 | 0 | 0
01/09/2020 04:00 | 0 | 0.253 | 0 | 0
01/09/2020 05:00 | 0 | 0.335 | 0 | 0
01/09/2020 06:00 | 0 | 0.027 | 0 | 0
01/09/2020 07:00 | 0 | 0.037 | 0 | 0
01/09/2020 08:00 | 0 | 0.331 | 0 | 0
01/09/2020 09:00 | 0 | 0.269 | 0 | 0
01/09/2020 10:00 | 0 | 1.428 | 0 | 0
01/09/2020 11:00 | 0 | 0.424 | 0 | 0
01/09/2020 12:00 | 0 | 0.2 | 0 | 0
01/09/2020 13:00 | 0 | 0.764 | 0 | 0
01/09/2020 14:00 | 0 | 0.711 | 0 | 0
01/09/2020 15:00 | 0 | 0.648 | 0 | 0
01/09/2020 16:00 | 0 | 1.2785 | 0 | 0
01/09/2020 17:00 | 0 | 0.704 | 0 | 0
01/09/2020 18:00 | 0 | 0.449 | 0 | 0
01/09/2020 19:00 | 0 | 0.568 | 0 | 0
01/09/2020 20:00 | 0 | 1.085 | 0 | 0
01/09/2020 21:00 | 0 | 0.586 | 0 | 0
01/09/2020 22:00 | 0 | 0.518 | 0 | 0
01/09/2020 23:00 | 0 | 0.427 | 0 | 0
02/09/2020 00:00 | 0 | 0.507 | 0 | 0
02/09/2020 01:00 | 0 | 0.198 | 0 | 0
02/09/2020 02:00 | 0 | 0.043 | 0 | 0
02/09/2020 03:00 | 0 | 0.237 | 0 | 0
02/09/2020 04:00 | 0 | 0.261 | 0 | 0
02/09/2020 05:00 | 0 | 0.357 | 0 | 0
02/09/2020 06:00 | 0 | 0.049 | 0 | 0
02/09/2020 07:00 | 0 | 0.058 | 0 | 0
02/09/2020 08:00 | 0 | 0.205 | 0 | 0
02/09/2020 09:00 | 0 | 0.345 | 0 | 0
02/09/2020 10:00 | 0 | 1.697 | 0 | 0
02/09/2020 11:00 | 0 | 0.553 | 0 | 0
02/09/2020 12:00 | 0 | 0.332 | 0 | 0
02/09/2020 13:00 | 0 | 0.456 | 0 | 0
02/09/2020 14:00 | 0 | 0.597 | 0 | 0
02/09/2020 15:00 | 0 | 0.364 | 0 | 0
02/09/2020 16:00 | 0 | 0.76 | 0 | 0
02/09/2020 17:00 | 0 | 0.382 | 0 | 0
02/09/2020 18:00 | 0 | 0.309 | 0 | 0
02/09/2020 19:00 | 0 | 0.792 | 0 | 0
02/09/2020 20:00 | 0 | 0.342 | 0 | 0
02/09/2020 21:00 | 0 | 0.259 | 0 | 0
02/09/2020 22:00 | 0 | 0.53 | 0 | 0
02/09/2020 23:00 | 0 | 0.333 | 0 | 0
03/09/2020 00:00 | 0 | 0.512 | 0 | 0
03/09/2020 01:00 | 0 | 0.043 | 0 | 0
03/09/2020 02:00 | 0 | 0.044 | 0 | 0
03/09/2020 03:00 | 0 | 0.622 | 0 | 0
03/09/2020 04:00 | 0 | 0.363 | 0 | 0
03/09/2020 05:00 | 0 | 0.477 | 0 | 0
03/09/2020 06:00 | 0 | 0.599 | 0 | 0
03/09/2020 07:00 | 0 | 0.48 | 0 | 0
03/09/2020 08:00 | 0 | 0.773 | 0 | 0
03/09/2020 09:00 | 0 | 0.2 | 0 | 0
03/09/2020 10:00 | 0 | 0.158 | 0 | 0
03/09/2020 11:00 | 0 | 0.524 | 0 | 0
03/09/2020 12:00 | 0 | 0.179 | 0 | 0
03/09/2020 13:00 | 0 | 0.979 | 0 | 0
03/09/2020 14:00 | 0 | 0.991 | 0 | 0
03/09/2020 15:00 | 0 | 0.718 | 0 | 0
03/09/2020 16:00 | 0 | 0.836 | 0 | 0
03/09/2020 17:00 | 0 | 0.286 | 0 | 0
03/09/2020 18:00 | 0 | 0.065 | 0 | 0
03/09/2020 19:00 | 0 | 0.364 | 0 | 0
03/09/2020 20:00 | 0 | 0.474 | 0 | 0
03/09/2020 21:00 | 0 | 0.369 | 0 | 0
03/09/2020 22:00 | 0 | 0.626 | 0 | 0
03/09/2020 23:00 | 0 | 0.295 | 0 | 0
04/09/2020 00:00 | 0 | 0.428 | 0 | 0
04/09/2020 01:00 | 0 | 0.495 | 0 | 0
04/09/2020 02:00 | 0 | 0.353 | 0 | 0
04/09/2020 03:00 | 0 | 0.117 | 0 | 0
04/09/2020 04:00 | 0 | 0.21 | 0 | 0
04/09/2020 05:00 | 0 | 0.478 | 0 | 0
04/09/2020 06:00 | 0 | 0.116 | 0 | 0
04/09/2020 07:00 | 0 | 0.222 | 0 | 0
04/09/2020 08:00 | 0 | 0.13 | 0 | 0
04/09/2020 09:00 | 0 | 0.26 | 0 | 0
04/09/2020 10:00 | 0 | 0.054 | 0 | 0
04/09/2020 11:00 | 0 | 0.135 | 0 | 0
04/09/2020 12:00 | 0 | 0.168 | 0 | 0
04/09/2020 13:00 | 0 | 0.266 | 0 | 0
04/09/2020 14:00 | 0 | 0.615 | 0 | 0
04/09/2020 15:00 | 0 | 1.807 | 0 | 0
04/09/2020 16:00 | 0 | 0.587 | 0 | 0
04/09/2020 17:00 | 0 | 0.403 | 0 | 0
04/09/2020 18:00 | 0 | 0.682 | 0 | 0
04/09/2020 19:00 | 0 | 0.429 | 0 | 0
04/09/2020 20:00 | 0 | 0.463 | 0 | 0
04/09/2020 21:00 | 0 | 0.327 | 0 | 0
04/09/2020 22:00 | 0 | 0.752 | 0 | 0
04/09/2020 23:00 | 0 | 0.371 | 0 | 0
05/09/2020 00:00 | 0 | 0.11 | 0 | 0
05/09/2020 01:00 | 0 | 0.304 | 0 | 0
05/09/2020 02:00 | 0 | 0.252 | 0 | 0
05/09/2020 03:00 | 0 | 0.402 | 0 | 0
05/09/2020 04:00 | 0 | 0.235 | 0 | 0
05/09/2020 05:00 | 0 | 0.246 | 0 | 0
05/09/2020 06:00 | 0 | 0.368 | 0 | 0
05/09/2020 07:00 | 0 | 0.166 | 0 | 0
05/09/2020 08:00 | 0 | 0.391 | 0 | 0
05/09/2020 09:00 | 0 | 0.008 | 0 | 0
05/09/2020 10:00 | 0 | 0.426 | 0 | 0
05/09/2020 11:00 | 0 | 0.255 | 0 | 0
05/09/2020 12:00 | 0 | 0.588 | 0 | 0
05/09/2020 13:00 | 0 | 0.356 | 0 | 0
05/09/2020 14:00 | 0 | 0.7595 | 0 | 0
05/09/2020 15:00 | 0 | 0.316 | 0 | 0
05/09/2020 16:00 | 0 | 0.158 | 0 | 0
05/09/2020 17:00 | 0 | 0.105 | 0 | 0
05/09/2020 18:00 | 0 | 0.206 | 0 | 0
05/09/2020 19:00 | 0 | 0.504 | 0 | 0
05/09/2020 20:00 | 0 | 0.497 | 0 | 0
05/09/2020 21:00 | 0 | 0.65 | 0 | 0
05/09/2020 22:00 | 0 | 0.754 | 0 | 0
05/09/2020 23:00 | 0 | 0.789 | 0 | 0
06/09/2020 00:00 | 0 | 0.692 | 0 | 0
06/09/2020 01:00 | 0 | 0.41 | 0 | 0
06/09/2020 02:00 | 0 | 0.327 | 0 | 0
06/09/2020 03:00 | 0 | 0.418 | 0 | 0
06/09/2020 04:00 | 0 | 0.879 | 0 | 0
06/09/2020 05:00 | 0 | 0.518 | 0 | 0
06/09/2020 06:00 | 0 | 0.323 | 0 | 0
06/09/2020 07:00 | 0 | 0.158 | 0 | 0
06/09/2020 08:00 | 0 | 0.31 | 0 | 0
06/09/2020 09:00 | 0 | 0.399 | 0 | 0
06/09/2020 10:00 | 0 | 0.244 | 0 | 0
06/09/2020 11:00 | 0 | 1.629 | 0 | 0
06/09/2020 12:00 | 0 | 1.376 | 0 | 0
06/09/2020 13:00 | 0 | 0.478 | 0 | 0
06/09/2020 14:00 | 0 | 0.48 | 0 | 0
06/09/2020 15:00 | 0 | 0.572 | 0 | 0
06/09/2020 16:00 | 0 | 0.668 | 0 | 0
06/09/2020 17:00 | 0 | 0.481 | 0 | 0
06/09/2020 18:00 | 0 | 0.766 | 0 | 0
06/09/2020 19:00 | 0 | 0.74 | 0 | 0
06/09/2020 20:00 | 0 | 0.788 | 0 | 0
06/09/2020 21:00 | 0 | 0.654 | 0 | 0
06/09/2020 22:00 | 0 | 0.968 | 0 | 0
06/09/2020 23:00 | 0 | 1.541 | 0 | 0
07/09/2020 00:00 | 0 | 0.669 | 0 | 0
07/09/2020 01:00 | 0 | 0.565 | 0 | 0
07/09/2020 02:00 | 0 | 0.795 | 0 | 0
07/09/2020 03:00 | 0 | 0.56 | 0 | 0
07/09/2020 04:00 | 0 | 0.338 | 0 | 0
07/09/2020 05:00 | 0 | 0.598 | 0 | 0
07/09/2020 06:00 | 0 | 0.265 | 0 | 0
07/09/2020 07:00 | 0 | 0.267 | 0 | 0
07/09/2020 08:00 | 0 | 0.633 | 0 | 0
07/09/2020 09:00 | 0 | 0.679 | 0 | 0
07/09/2020 10:00 | 0 | 0.556 | 0 | 0
07/09/2020 11:00 | 0 | 0.419 | 0 | 0
07/09/2020 12:00 | 0 | 0.683 | 0 | 0
07/09/2020 13:00 | 0 | 0.637 | 0 | 0
07/09/2020 14:00 | 0 | 0.624 | 0 | 0
07/09/2020 15:00 | 0 | 0.265 | 0 | 0
07/09/2020 16:00 | 0 | 0.284 | 0 | 0
07/09/2020 17:00 | 0 | 0.593 | 0 | 0
07/09/2020 18:00 | 0 | 0.176 | 0 | 0
07/09/2020 19:00 | 0 | 0.496 | 0 | 0
07/09/2020 20:00 | 0 | 0.765 | 0 | 0
07/09/2020 21:00 | 0 | 1.016 | 0 | 0
07/09/2020 22:00 | 0 | 0.453 | 0 | 0
07/09/2020 23:00 | 0 | 0.44 | 0 | 0
08/09/2020 00:00 | 0 | 0.479 | 0 | 0
08/09/2020 01:00 | 0 | 0.349 | 0 | 0
08/09/2020 02:00 | 0 | 0.673 | 0 | 0
08/09/2020 03:00 | 0 | 0.444 | 0 | 0
08/09/2020 04:00 | 0 | 0.797 | 0 | 0
08/09/2020 05:00 | 0 | 0.348 | 0 | 0
08/09/2020 06:00 | 0 | 0.433 | 0 | 0
08/09/2020 07:00 | 0 | 0.356 | 0 | 0
08/09/2020 08:00 | 0 | 0.694 | 0 | 0
08/09/2020 09:00 | 0 | 0.314 | 0 | 0
08/09/2020 10:00 | 0 | 1.169 | 0 | 0
08/09/2020 11:00 | 0 | 0.666 | 0 | 0
08/09/2020 12:00 | 0 | 0.918 | 0 | 0
08/09/2020 13:00 | 0 | 1.064 | 0 | 0
08/09/2020 14:00 | 0 | 0.373 | 0 | 0
08/09/2020 15:00 | 0 | 0.968 | 0 | 0
08/09/2020 16:00 | 0 | 0.606 | 0 | 0
08/09/2020 17:00 | 0 | 0.679 | 0 | 0
08/09/2020 18:00 | 0 | 1.025 | 0 | 0
08/09/2020 19:00 | 0 | 1.075 | 0 | 0
08/09/2020 20:00 | 0 | 1.235 | 0 | 0
08/09/2020 21:00 | 0 | 0.668 | 0 | 0
08/09/2020 22:00 | 0 | 0.923 | 0 | 0
08/09/2020 23:00 | 0 | 0.549 | 0 | 0
09/09/2020 00:00 | 0 | 0.685 | 0 | 0
09/09/2020 01:00 | 0 | 0.414 | 0 | 0
09/09/2020 02:00 | 0 | 0.49 | 0 | 0
09/09/2020 03:00 | 0 | 0.177 | 0 | 0
09/09/2020 04:00 | 0 | 0.552 | 0 | 0
09/09/2020 05:00 | 0 | 0.264 | 0 | 0
09/09/2020 06:00 | 0 | 0.197 | 0 | 0
09/09/2020 07:00 | 0 | 0.187 | 0 | 0
09/09/2020 08:00 | 0 | 0.549 | 0 | 0
09/09/2020 09:00 | 0 | 0.325 | 0 | 0
09/09/2020 10:00 | 0 | 0.422 | 0 | 0
09/09/2020 11:00 | 0 | 0.445 | 0 | 0
09/09/2020 12:00 | 0 | 0.775 | 0 | 0
09/09/2020 13:00 | 0 | 0.53 | 0 | 0
09/09/2020 14:00 | 0 | 0.999 | 0 | 0
09/09/2020 15:00 | 0 | 0.616 | 0 | 0
09/09/2020 16:00 | 0 | 0.668 | 0 | 0
09/09/2020 17:00 | 0 | 0.907 | 0 | 0
09/09/2020 18:00 | 0 | 0.991 | 0 | 0
09/09/2020 19:00 | 0 | 0.91 | 0 | 0
09/09/2020 20:00 | 0 | 0.582 | 0 | 0
09/09/2020 21:00 | 0 | 1.004 | 0 | 0
09/09/2020 22:00 | 0 | 0.514 | 0 | 0
09/09/2020 23:00 | 0 | 0.464 | 0 | 0
10/09/2020 00:00 | 0 | 0.588 | 0 | 0
10/09/2020 01:00 | 0 | 0.368 | 0 | 0
10/09/2020 02:00 | 0 | 0.404 | 0 | 0
10/09/2020 03:00 | 0 | 0.581 | 0 | 0
10/09/2020 04:00 | 0 | 0.725 | 0 | 0
10/09/2020 05:00 | 0 | 0.535 | 0 | 0
10/09/2020 06:00 | 0 | 0.516 | 0 | 0
10/09/2020 07:00 | 0 | 0.474 | 0 | 0
10/09/2020 08:00 | 0 | 0.404 | 0 | 0
10/09/2020 09:00 | 0 | 0.246 | 0 | 0
10/09/2020 10:00 | 0 | 0.242 | 0 | 0
10/09/2020 11:00 | 0 | 0.347 | 0 | 0
10/09/2020 12:00 | 0 | 0.404 | 0 | 0
10/09/2020 13:00 | 0 | 0.837 | 0 | 0
10/09/2020 14:00 | 0 | 1.249 | 0 | 0
10/09/2020 15:00 | 0 | 0.882 | 0 | 0
10/09/2020 16:00 | 0 | 0.57 | 0 | 0
10/09/2020 17:00 | 0 | 0.911 | 0 | 0
10/09/2020 18:00 | 0 | 0.701 | 0 | 0
10/09/2020 19:00 | 0 | 0.809 | 0 | 0
10/09/2020 20:00 | 0 | 0.75 | 0 | 0
10/09/2020 21:00 | 0 | 0.557 | 0 | 0
10/09/2020 22:00 | 0 | 0.485 | 0 | 0
10/09/2020 23:00 | 0 | 0.8 | 0 | 0
11/09/2020 00:00 | 0 | 0.854 | 0 | 0
11/09/2020 01:00 | 0 | 0.831 | 0 | 0
11/09/2020 02:00 | 0 | 0.277 | 0 | 0
11/09/2020 03:00 | 0 | 0.413 | 0 | 0
11/09/2020 04:00 | 0 | 0.175 | 0 | 0
11/09/2020 05:00 | 0 | 0.26 | 0 | 0
11/09/2020 06:00 | 0 | 0.197 | 0 | 0
11/09/2020 07:00 | 0 | 0.518 | 0 | 0
11/09/2020 08:00 | 0 | 0.597 | 0 | 0
11/09/2020 09:00 | 0 | 0.358 | 0 | 0
11/09/2020 10:00 | 0 | 0.498 | 0 | 0
11/09/2020 11:00 | 0 | 0.507 | 0 | 0
11/09/2020 12:00 | 0 | 0.591 | 0 | 0
11/09/2020 13:00 | 0 | 0.589 | 0 | 0
11/09/2020 14:00 | 0 | 0.988 | 0 | 0
11/09/2020 15:00 | 0 | 1 | 0 | 0
11/09/2020 16:00 | 0 | 0.758 | 0 | 0
11/09/2020 17:00 | 0 | 1.473 | 0 | 0
11/09/2020 18:00 | 0 | 0.758 | 0 | 0
11/09/2020 19:00 | 0 | 1.141 | 0 | 0
11/09/2020 20:00 | 0 | 0.885 | 0 | 0
11/09/2020 21:00 | 0 | 0.94 | 0 | 0
11/09/2020 22:00 | 0 | 0.773 | 0 | 0
11/09/2020 23:00 | 0 | 0.462 | 0 | 0
12/09/2020 00:00 | 0 | 0.322 | 0 | 0
12/09/2020 01:00 | 0 | 1.972 | 0 | 0
12/09/2020 02:00 | 0 | 0.176 | 0 | 0
12/09/2020 03:00 | 0 | 0.545 | 0 | 0
12/09/2020 04:00 | 0 | 0.177 | 0 | 0
12/09/2020 05:00 | 0 | 0.269 | 0 | 0
12/09/2020 06:00 | 0 | 0.175 | 0 | 0
12/09/2020 07:00 | 0 | 0.425 | 0 | 0
12/09/2020 08:00 | 0 | 0.301 | 0 | 0
12/09/2020 09:00 | 0 | 0.351 | 0 | 0
12/09/2020 10:00 | 0 | 0.535 | 0 | 0
12/09/2020 11:00 | 0 | 0.497 | 0 | 0
12/09/2020 12:00 | 0 | 0.593 | 0 | 0
12/09/2020 13:00 | 0 | 0.977 | 0 | 0
12/09/2020 14:00 | 0 | 0.578 | 0 | 0
12/09/2020 15:00 | 0 | 1.042 | 0 | 0
12/09/2020 16:00 | 0 | 0.577 | 0 | 0
12/09/2020 17:00 | 0 | 0.491 | 0 | 0
12/09/2020 18:00 | 0 | 0.656 | 0 | 0
12/09/2020 19:00 | 0 | 0.524 | 0 | 0
12/09/2020 20:00 | 0 | 0.338 | 0 | 0
12/09/2020 21:00 | 0 | 0.808 | 0 | 0
12/09/2020 22:00 | 0 | 0.442 | 0 | 0
12/09/2020 23:00 | 0 | 0.362 | 0 | 0
13/09/2020 00:00 | 0 | 0.485 | 0 | 0
13/09/2020 01:00 | 0 | 0.268 | 0 | 0
13/09/2020 02:00 | 0 | 0.373 | 0 | 0
13/09/2020 03:00 | 0 | 0.175 | 0 | 0
13/09/2020 04:00 | 0 | 0.412 | 0 | 0
13/09/2020 05:00 | 0 | 0.359 | 0 | 0
13/09/2020 06:00 | 0 | 0.591 | 0 | 0
13/09/2020 07:00 | 0 | 0.297 | 0 | 0
13/09/2020 08:00 | 0 | 0.408 | 0 | 0
13/09/2020 09:00 | 0 | 0.269 | 0 | 0
13/09/2020 10:00 | 0 | 0.499 | 0 | 0
13/09/2020 11:00 | 0 | 0.752 | 0 | 0
13/09/2020 12:00 | 0 | 0.776 | 0 | 0
13/09/2020 13:00 | 0 | 0.839 | 0 | 0
13/09/2020 14:00 | 0 | 0.322 | 0 | 0
13/09/2020 15:00 | 0 | 0.641 | 0 | 0
13/09/2020 16:00 | 0 | 0.324 | 0 | 0
13/09/2020 17:00 | 0 | 0.269 | 0 | 0
13/09/2020 18:00 | 0 | 0.418 | 0 | 0
13/09/2020 19:00 | 0 | 0.559 | 0 | 0
13/09/2020 20:00 | 0 | 0.537 | 0 | 0
13/09/2020 21:00 | 0 | 0.304 | 0 | 0
13/09/2020 22:00 | 0 | 0.406 | 0 | 0
13/09/2020 23:00 | 0 | 0.287 | 0 | 0
14/09/2020 00:00 | 0 | 0.289 | 0 | 0
14/09/2020 01:00 | 0 | 0.49 | 0 | 0
14/09/2020 02:00 | 0 | 0.361 | 0 | 0
14/09/2020 03:00 | 0 | 0.268 | 0 | 0
14/09/2020 04:00 | 0 | 0.271 | 0 | 0
14/09/2020 05:00 | 0 | 0.408 | 0 | 0
14/09/2020 06:00 | 0 | 0.512 | 0 | 0
14/09/2020 07:00 | 0 | 0.503 | 0 | 0
14/09/2020 08:00 | 0 | 0.728 | 0 | 0
14/09/2020 09:00 | 0 | 0.499 | 0 | 0
14/09/2020 10:00 | 0 | 0.263 | 0 | 0
14/09/2020 11:00 | 0 | 0.561 | 0 | 0
14/09/2020 12:00 | 0 | 0.502 | 0 | 0
14/09/2020 13:00 | 0 | 0.273 | 0 | 0
14/09/2020 14:00 | 0 | 0.827 | 0 | 0
14/09/2020 15:00 | 0 | 0.451 | 0 | 0
14/09/2020 16:00 | 0 | 0.623 | 0 | 0
14/09/2020 17:00 | 0 | 0.672 | 0 | 0
14/09/2020 18:00 | 0 | 0.486 | 0 | 0
14/09/2020 19:00 | 0 | 0.442 | 0 | 0
14/09/2020 20:00 | 0 | 0.586 | 0 | 0
14/09/2020 21:00 | 0 | 0.488 | 0 | 0
14/09/2020 22:00 | 0 | 0.253 | 0 | 0
14/09/2020 23:00 | 0 | 0.353 | 0 | 0
15/09/2020 00:00 | 0 | 0.157 | 0 | 0
15/09/2020 01:00 | 0 | 0.393 | 0 | 0
15/09/2020 02:00 | 0 | 0.253 | 0 | 0
15/09/2020 03:00 | 0 | 0.528 | 0 | 0
15/09/2020 04:00 | 0 | 0.241 | 0 | 0
15/09/2020 05:00 | 0 | 0.493 | 0 | 0
15/09/2020 06:00 | 0 | 0.488 | 0 | 0
15/09/2020 07:00 | 0 | 0.629 | 0 | 0
15/09/2020 08:00 | 0 | 0.383 | 0 | 0
15/09/2020 09:00 | 0 | 0.359 | 0 | 0
15/09/2020 10:00 | 0 | 0.49 | 0 | 0
15/09/2020 11:00 | 0 | 0.499 | 0 | 0
15/09/2020 12:00 | 0 | 0.343 | 0 | 0
15/09/2020 13:00 | 0 | 0.644 | 0 | 0
15/09/2020 14:00 | 0 | 1.069 | 0 | 0
15/09/2020 15:00 | 0 | 0.419 | 0 | 0
15/09/2020 16:00 | 0 | 0.667 | 0 | 0
15/09/2020 17:00 | 0 | 0.55 | 0 | 0
15/09/2020 18:00 | 0 | 0.602 | 0 | 0
15/09/2020 19:00 | 0 | 0.953 | 0 | 0
15/09/2020 20:00 | 0 | 1.033 | 0 | 0
15/09/2020 21:00 | 0 | 0.946 | 0 | 0
15/09/2020 22:00 | 0 | 0.37 | 0 | 0
15/09/2020 23:00 | 0 | 0.591 | 0 | 0
16/09/2020 00:00 | 0 | 0.543 | 0 | 0
16/09/2020 01:00 | 0 | 0.498 | 0 | 0
16/09/2020 02:00 | 0 | 0.487 | 0 | 0
16/09/2020 03:00 | 0 | 0.441 | 0 | 0
16/09/2020 04:00 | 0 | 0.399 | 0 | 0
16/09/2020 05:00 | 0 | 0.177 | 0 | 0
16/09/2020 06:00 | 0 | 0.397 | 0 | 0
16/09/2020 07:00 | 0 | 0.375 | 0 | 0
16/09/2020 08:00 | 0 | 0.291 | 0 | 0
16/09/2020 09:00 | 0 | 0.208 | 0 | 0
16/09/2020 10:00 | 0 | 0.313 | 0 | 0
16/09/2020 11:00 | 0 | 1.845 | 0 | 0
16/09/2020 12:00 | 0 | 0.597 | 0 | 0
16/09/2020 13:00 | 0 | 0.502 | 0 | 0
16/09/2020 14:00 | 0 | 1.006 | 0 | 0
16/09/2020 15:00 | 0 | 0.568 | 0 | 0
16/09/2020 16:00 | 0 | 0.6575 | 0 | 0
16/09/2020 17:00 | 0 | 1.163 | 0 | 0
16/09/2020 18:00 | 0 | 0.686 | 0 | 0
16/09/2020 19:00 | 0 | 0.872 | 0 | 0
16/09/2020 20:00 | 0 | 0.673 | 0 | 0
16/09/2020 21:00 | 0 | 0.473 | 0 | 0
16/09/2020 22:00 | 0 | 0.802 | 0 | 0
16/09/2020 23:00 | 0 | 0.354 | 0 | 0
17/09/2020 00:00 | 0 | 0.451 | 0 | 0
17/09/2020 01:00 | 0 | 0.64 | 0 | 0
17/09/2020 02:00 | 0 | 0.175 | 0 | 0
17/09/2020 03:00 | 0 | 0.469 | 0 | 0
17/09/2020 04:00 | 0 | 0.39 | 0 | 0
17/09/2020 05:00 | 0 | 0.586 | 0 | 0
17/09/2020 06:00 | 0 | 1.666 | 0 | 0
17/09/2020 07:00 | 0 | 0.411 | 0 | 0
17/09/2020 08:00 | 0 | 0.265 | 0 | 0
17/09/2020 09:00 | 0 | 0.672 | 0 | 0
17/09/2020 10:00 | 0 | 0.273 | 0 | 0
17/09/2020 11:00 | 0 | 0.388 | 0 | 0
17/09/2020 12:00 | 0 | 0.373 | 0 | 0
17/09/2020 13:00 | 0 | 0.68 | 0 | 0
17/09/2020 14:00 | 0 | 0.524 | 0 | 0
17/09/2020 15:00 | 0 | 0.35 | 0 | 0
17/09/2020 16:00 | 0 | 0.357 | 0 | 0
17/09/2020 17:00 | 0 | 0.826 | 0 | 0
17/09/2020 18:00 | 0 | 0.534 | 0 | 0
17/09/2020 19:00 | 0 | 0.572 | 0 | 0
17/09/2020 20:00 | 0 | 1.045 | 0 | 0
17/09/2020 21:00 | 0 | 0.737 | 0 | 0
17/09/2020 22:00 | 0 | 0.652 | 0 | 0
17/09/2020 23:00 | 0 | 0.803 | 0 | 0
18/09/2020 00:00 | 0 | 0.51 | 0 | 0
18/09/2020 01:00 | 0 | 0.628 | 0 | 0
18/09/2020 02:00 | 0 | 0.316 | 0 | 0
18/09/2020 03:00 | 0 | 0.406 | 0 | 0
18/09/2020 04:00 | 0 | 0.409 | 0 | 0
18/09/2020 05:00 | 0 | 0.61 | 0 | 0
18/09/2020 06:00 | 0 | 0.245 | 0 | 0
18/09/2020 07:00 | 0 | 0.291 | 0 | 0
18/09/2020 08:00 | 0 | 0.3 | 0 | 0
18/09/2020 09:00 | 0 | 0.387 | 0 | 0
18/09/2020 10:00 | 0 | 0.157 | 0 | 0
18/09/2020 11:00 | 0 | 0.761 | 0 | 0
18/09/2020 12:00 | 0 | 0.485 | 0 | 0
18/09/2020 13:00 | 0 | 0.75 | 0 | 0
18/09/2020 14:00 | 0 | 0.716 | 0 | 0
18/09/2020 15:00 | 0 | 0.478 | 0 | 0
18/09/2020 16:00 | 0 | 0.323 | 0 | 0
18/09/2020 17:00 | 0 | 0.211 | 0 | 0
18/09/2020 18:00 | 0 | 0.537 | 0 | 0
18/09/2020 19:00 | 0 | 0.419 | 0 | 0
18/09/2020 20:00 | 0 | 0.249 | 0 | 0
18/09/2020 21:00 | 0 | 0.473 | 0 | 0
18/09/2020 22:00 | 0 | 0.326 | 0 | 0
18/09/2020 23:00 | 0 | 0.552 | 0 | 0
19/09/2020 00:00 | 0 | 0.4 | 0 | 0
19/09/2020 01:00 | 0 | 0.406 | 0 | 0
19/09/2020 02:00 | 0 | 0.322 | 0 | 0
19/09/2020 03:00 | 0 | 0.157 | 0 | 0
19/09/2020 04:00 | 0 | 0.78 | 0 | 0
19/09/2020 05:00 | 0 | 0.569 | 0 | 0
19/09/2020 06:00 | 0 | 0.573 | 0 | 0
19/09/2020 07:00 | 0 | 0.385 | 0 | 0
19/09/2020 08:00 | 0 | 0.157 | 0 | 0
19/09/2020 09:00 | 0 | 0.721 | 0 | 0
19/09/2020 10:00 | 0 | 0.248 | 0 | 0
19/09/2020 11:00 | 0 | 0.391 | 0 | 0
19/09/2020 12:00 | 0 | 0.349 | 0 | 0
19/09/2020 13:00 | 0 | 0.752 | 0 | 0
19/09/2020 14:00 | 0 | 0.253 | 0 | 0
19/09/2020 15:00 | 0 | 0.797 | 0 | 0
19/09/2020 16:00 | 0 | 0.25 | 0 | 0
19/09/2020 17:00 | 0 | 0.571 | 0 | 0
19/09/2020 18:00 | 0 | 0.318 | 0 | 0
19/09/2020 19:00 | 0 | 0.402 | 0 | 0
19/09/2020 20:00 | 0 | 0.412 | 0 | 0
19/09/2020 21:00 | 0 | 0.409 | 0 | 0
19/09/2020 22:00 | 0 | 0.317 | 0 | 0
19/09/2020 23:00 | 0 | 0.705 | 0 | 0
20/09/2020 00:00 | 0 | 0.409 | 0 | 0
20/09/2020 01:00 | 0 | 0.397 | 0 | 0
20/09/2020 02:00 | 0 | 0.254 | 0 | 0
20/09/2020 03:00 | 0 | 0.255 | 0 | 0
20/09/2020 04:00 | 0 | 0.32 | 0 | 0
20/09/2020 05:00 | 0 | 0.387 | 0 | 0
20/09/2020 06:00 | 0 | 0.345 | 0 | 0
20/09/2020 07:00 | 0 | 0.481 | 0 | 0
20/09/2020 08:00 | 0 | 0.243 | 0 | 0
20/09/2020 09:00 | 0 | 0.157 | 0 | 0
20/09/2020 10:00 | 0 | 0.494 | 0 | 0
20/09/2020 11:00 | 0 | 1.828 | 0 | 0
20/09/2020 12:00 | 0 | 0.402 | 0 | 0
20/09/2020 13:00 | 0 | 0.255 | 0 | 0
20/09/2020 14:00 | 0 | 1.067 | 0 | 0
20/09/2020 15:00 | 0 | 0.939 | 0 | 0
20/09/2020 16:00 | 0 | 1.807 | 0 | 0
20/09/2020 17:00 | 0 | 0.69 | 0 | 0
20/09/2020 18:00 | 0 | 0.721 | 0 | 0
20/09/2020 19:00 | 0 | 0.623 | 0 | 0
20/09/2020 20:00 | 0 | 0.804 | 0 | 0
20/09/2020 21:00 | 0 | 0.779 | 0 | 0
20/09/2020 22:00 | 0 | 0.67 | 0 | 0
20/09/2020 23:00 | 0 | 0.745 | 0 | 0
21/09/2020 00:00 | 0 | 0.438 | 0 | 0
21/09/2020 01:00 | 0 | 0.438 | 0 | 0
21/09/2020 02:00 | 0 | 0.591 | 0 | 0
21/09/2020 03:00 | 0 | 0.807 | 0 | 0
21/09/2020 04:00 | 0 | 0.505 | 0 | 0
21/09/2020 05:00 | 0 | 0.405 | 0 | 0
21/09/2020 06:00 | 0 | 0.364 | 0 | 0
21/09/2020 07:00 | 0 | 0.272 | 0 | 0
21/09/2020 08:00 | 0 | 0.565 | 0 | 0
21/09/2020 09:00 | 0 | 0.189 | 0 | 0
21/09/2020 10:00 | 0 | 0.374 | 0 | 0
21/09/2020 11:00 | 0 | 0.424 | 0 | 0
21/09/2020 12:00 | 0 | 0.952 | 0 | 0
21/09/2020 13:00 | 0 | 0.52 | 0 | 0
21/09/2020 14:00 | 0 | 0.357 | 0 | 0
21/09/2020 15:00 | 0 | 0.68 | 0 | 0
21/09/2020 16:00 | 0 | 0.568 | 0 | 0
21/09/2020 17:00 | 0 | 0.821 | 0 | 0
21/09/2020 18:00 | 0 | 0.924 | 0 | 0
21/09/2020 19:00 | 0 | 0.921 | 0 | 0
21/09/2020 20:00 | 0 | 0.449 | 0 | 0
21/09/2020 21:00 | 0 | 0.652 | 0 | 0
21/09/2020 22:00 | 0 | 0.506 | 0 | 0
21/09/2020 23:00 | 0 | 0.587 | 0 | 0
22/09/2020 00:00 | 0 | 0.325 | 0 | 0
22/09/2020 01:00 | 0 | 0.514 | 0 | 0
22/09/2020 02:00 | 0 | 0.421 | 0 | 0
22/09/2020 03:00 | 0 | 0.41 | 0 | 0
22/09/2020 04:00 | 0 | 1.329 | 0 | 0
22/09/2020 05:00 | 0 | 0.552 | 0 | 0
22/09/2020 06:00 | 0 | 0.389 | 0 | 0
22/09/2020 07:00 | 0 | 0.469 | 0 | 0
22/09/2020 08:00 | 0 | 0.385 | 0 | 0
22/09/2020 09:00 | 0 | 0.431 | 0 | 0
22/09/2020 10:00 | 0 | 0.279 | 0 | 0
22/09/2020 11:00 | 0 | 0.37418 | 0 | 0
22/09/2020 12:00 | 0 | 0.2504 | 0 | 0
22/09/2020 13:00 | 0 | 0.63562 | 0 | 0
22/09/2020 14:00 | 0 | 0.71384 | 0 | 0
22/09/2020 15:00 | 0 | 0.54106 | 0 | 0
22/09/2020 16:00 | 0 | 0.56128 | 0 | 0
22/09/2020 17:00 | 0 | 0.6805 | 0 | 0
22/09/2020 18:00 | 0 | 0.499 | 0 | 0
22/09/2020 19:00 | 0 | 0.834 | 0 | 0
22/09/2020 20:00 | 0 | 0.467 | 0 | 0
22/09/2020 21:00 | 0 | 1.09 | 0 | 0
22/09/2020 22:00 | 0 | 0.649 | 0 | 0
22/09/2020 23:00 | 0 | 0.425 | 0 | 0
23/09/2020 00:00 | 0 | 0.426 | 0 | 0
23/09/2020 01:00 | 0 | 0.255 | 0 | 0
23/09/2020 02:00 | 0 | 0.464 | 0 | 0
23/09/2020 03:00 | 0 | 0.397 | 0 | 0
23/09/2020 04:00 | 0 | 0.255 | 0 | 0
23/09/2020 05:00 | 0 | 0.254 | 0 | 0
23/09/2020 06:00 | 0 | 0.164 | 0 | 0
23/09/2020 07:00 | 0 | 0.335 | 0 | 0
23/09/2020 08:00 | 0 | 0.18 | 0 | 0
23/09/2020 09:00 | 0 | 0.391 | 0 | 0
23/09/2020 10:00 | 0 | 2.239 | 0 | 0
23/09/2020 11:00 | 0 | 0.837 | 0 | 0
23/09/2020 12:00 | 0 | 1.018 | 0 | 0
23/09/2020 13:00 | 0 | 0.748 | 0 | 0
23/09/2020 14:00 | 0 | 0.82 | 0 | 0
23/09/2020 15:00 | 0 | 0.731 | 0 | 0
23/09/2020 16:00 | 0 | 0.816 | 0 | 0
23/09/2020 17:00 | 0 | 0.604 | 0 | 0
23/09/2020 18:00 | 0 | 0.746 | 0 | 0
23/09/2020 19:00 | 0 | 0.616 | 0 | 0
23/09/2020 20:00 | 0 | 0.859 | 0 | 0
23/09/2020 21:00 | 0 | 1.035 | 0 | 0
23/09/2020 22:00 | 0 | 0.6715 | 0 | 0
23/09/2020 23:00 | 0 | 0.69 | 0 | 0
24/09/2020 00:00 | 0 | 0.473 | 0 | 0
24/09/2020 01:00 | 0 | 0.33 | 0 | 0
24/09/2020 02:00 | 0 | 0.17 | 0 | 0
24/09/2020 03:00 | 0 | 0.387 | 0 | 0
24/09/2020 04:00 | 0 | 0.755 | 0 | 0
24/09/2020 05:00 | 0 | 0.356 | 0 | 0
24/09/2020 06:00 | 0 | 0.264 | 0 | 0
24/09/2020 07:00 | 0 | 0.251 | 0 | 0
24/09/2020 08:00 | 0 | 0.285 | 0 | 0
24/09/2020 09:00 | 0 | 0.572 | 0 | 0
24/09/2020 10:00 | 0 | 0.257 | 0 | 0
24/09/2020 11:00 | 0 | 0.88 | 0 | 0
24/09/2020 12:00 | 0 | 0.769 | 0 | 0
24/09/2020 13:00 | 0 | 0.834 | 0 | 0
24/09/2020 14:00 | 0 | 0.626 | 0 | 0
24/09/2020 15:00 | 0 | 0.355 | 0 | 0
24/09/2020 16:00 | 0 | 0.245 | 0 | 0
24/09/2020 17:00 | 0 | 0.586 | 0 | 0
24/09/2020 18:00 | 0 | 0.419 | 0 | 0
24/09/2020 19:00 | 0 | 0.553 | 0 | 0
24/09/2020 20:00 | 0 | 0.594 | 0 | 0
24/09/2020 21:00 | 0 | 0.332 | 0 | 0
24/09/2020 22:00 | 0 | 0.482 | 0 | 0
24/09/2020 23:00 | 0 | 0.3 | 0 | 0
25/09/2020 00:00 | 0 | 0.484 | 0 | 0
25/09/2020 01:00 | 0 | 0.253 | 0 | 0
25/09/2020 02:00 | 0 | 0.543 | 0 | 0
25/09/2020 03:00 | 0 | 0.245 | 0 | 0
25/09/2020 04:00 | 0 | 0.241 | 0 | 0
25/09/2020 05:00 | 0 | 0.581 | 0 | 0
25/09/2020 06:00 | 0 | 0.643 | 0 | 0
25/09/2020 07:00 | 0 | 0.476 | 0 | 0
25/09/2020 08:00 | 0 | 0.157 | 0 | 0
25/09/2020 09:00 | 0 | 0.384 | 0 | 0
25/09/2020 10:00 | 0 | 0.402 | 0 | 0
25/09/2020 11:00 | 0 | 0.157 | 0 | 0
25/09/2020 12:00 | 0 | 0.766 | 0 | 0
25/09/2020 13:00 | 0 | 0.816 | 0 | 0
25/09/2020 14:00 | 0 | 0.632 | 0 | 0
25/09/2020 15:00 | 0 | 0.267 | 0 | 0
25/09/2020 16:00 | 0 | 0.892 | 0 | 0
25/09/2020 17:00 | 0 | 0.644 | 0 | 0
25/09/2020 18:00 | 0 | 0.736 | 0 | 0
25/09/2020 19:00 | 0 | 0.524 | 0 | 0
25/09/2020 20:00 | 0 | 0.554 | 0 | 0
25/09/2020 21:00 | 0 | 0.433 | 0 | 0
25/09/2020 22:00 | 0 | 0.96 | 0 | 0
25/09/2020 23:00 | 0 | 0.634 | 0 | 0
26/09/2020 00:00 | 0 | 0.331 | 0 | 0
26/09/2020 01:00 | 0 | 0.549 | 0 | 0
26/09/2020 02:00 | 0 | 0.421 | 0 | 0
26/09/2020 03:00 | 0 | 0.95 | 0 | 0
26/09/2020 04:00 | 0 | 0.41 | 0 | 0
26/09/2020 05:00 | 0 | 0.328 | 0 | 0
26/09/2020 06:00 | 0 | 0.231 | 0 | 0
26/09/2020 07:00 | 0 | 0.232 | 0 | 0
26/09/2020 08:00 | 0 | 0.827 | 0 | 0
26/09/2020 09:00 | 0 | 0.279 | 0 | 0
26/09/2020 10:00 | 0 | 0.267 | 0 | 0
26/09/2020 11:00 | 0 | 0.369 | 0 | 0
26/09/2020 12:00 | 0 | 0.808 | 0 | 0
26/09/2020 13:00 | 0 | 0.873 | 0 | 0
26/09/2020 14:00 | 0 | 0.68 | 0 | 0
26/09/2020 15:00 | 0 | 0.349 | 0 | 0
26/09/2020 16:00 | 0 | 0.82 | 0 | 0
26/09/2020 17:00 | 0 | 0.401 | 0 | 0
26/09/2020 18:00 | 0 | 0.665 | 0 | 0
26/09/2020 19:00 | 0 | 0.544 | 0 | 0
26/09/2020 20:00 | 0 | 0.765 | 0 | 0
26/09/2020 21:00 | 0 | 0.407 | 0 | 0
26/09/2020 22:00 | 0 | 0.563 | 0 | 0
26/09/2020 23:00 | 0 | 0.907 | 0 | 0
27/09/2020 00:00 | 0 | 0.858 | 0 | 0
27/09/2020 01:00 | 0 | 0.544 | 0 | 0
27/09/2020 02:00 | 0 | 0.651 | 0 | 0
27/09/2020 03:00 | 0 | 2.07 | 0 | 0
27/09/2020 04:00 | 0 | 0.641 | 0 | 0
27/09/2020 05:00 | 0 | 0.33 | 0 | 0
27/09/2020 06:00 | 0 | 0.33 | 0 | 0
27/09/2020 07:00 | 0 | 0.467 | 0 | 0
27/09/2020 08:00 | 0 | 0.251 | 0 | 0
27/09/2020 09:00 | 0 | 0.259 | 0 | 0
27/09/2020 10:00 | 0 | 0.394 | 0 | 0
27/09/2020 11:00 | 0 | 0.426 | 0 | 0
27/09/2020 12:00 | 0 | 0.812 | 0 | 0
27/09/2020 13:00 | 0 | 0.823 | 0 | 0
27/09/2020 14:00 | 0 | 0.833 | 0 | 0
27/09/2020 15:00 | 0 | 0.751 | 0 | 0
27/09/2020 16:00 | 0 | 0.748 | 0 | 0
27/09/2020 17:00 | 0 | 0.57 | 0 | 0
27/09/2020 18:00 | 0 | 0.702 | 0 | 0
27/09/2020 19:00 | 0 | 0.708 | 0 | 0
27/09/2020 20:00 | 0 | 0.661 | 0 | 0
27/09/2020 21:00 | 0 | 0.958 | 0 | 0
27/09/2020 22:00 | 0 | 0.688 | 0 | 0
27/09/2020 23:00 | 0 | 0.697 | 0 | 0
28/09/2020 00:00 | 0 | 0.453 | 0 | 0
28/09/2020 01:00 | 0 | 0.426 | 0 | 0
28/09/2020 02:00 | 0 | 0.353 | 0 | 0
28/09/2020 03:00 | 0 | 0.412 | 0 | 0
28/09/2020 04:00 | 0 | 0.161 | 0 | 0
28/09/2020 05:00 | 0 | 0.347 | 0 | 0
28/09/2020 06:00 | 0 | 0.534 | 0 | 0
28/09/2020 07:00 | 0 | 0.243 | 0 | 0
28/09/2020 08:00 | 0 | 0.544 | 0 | 0
28/09/2020 09:00 | 0 | 0.606 | 0 | 0
28/09/2020 10:00 | 0 | 1.165 | 0 | 0
28/09/2020 11:00 | 0 | 1.576 | 0 | 0
28/09/2020 12:00 | 0 | 0.535 | 0 | 0
28/09/2020 13:00 | 0 | 0.3775 | 0 | 0
28/09/2020 14:00 | 0 | 0.445 | 0 | 0
28/09/2020 15:00 | 0 | 0.159 | 0 | 0
28/09/2020 16:00 | 0 | 0.725 | 0 | 0
28/09/2020 17:00 | 0 | 0.83 | 0 | 0
28/09/2020 18:00 | 0 | 0.724 | 0 | 0
28/09/2020 19:00 | 0 | 0.552 | 0 | 0
28/09/2020 20:00 | 0 | 0.652 | 0 | 0
28/09/2020 21:00 | 0 | 0.729 | 0 | 0
28/09/2020 22:00 | 0 | 0.498 | 0 | 0
28/09/2020 23:00 | 0 | 0.326 | 0 | 0
29/09/2020 00:00 | 0 | 0.469 | 0 | 0
29/09/2020 01:00 | 0 | 0.424 | 0 | 0
29/09/2020 02:00 | 0 | 0.411 | 0 | 0
29/09/2020 03:00 | 0 | 0.492 | 0 | 0
29/09/2020 04:00 | 0 | 0.484 | 0 | 0
29/09/2020 05:00 | 0 | 0.393 | 0 | 0
29/09/2020 06:00 | 0 | 0.816 | 0 | 0
29/09/2020 07:00 | 0 | 0.393 | 0 | 0
29/09/2020 08:00 | 0 | 0.411 | 0 | 0
29/09/2020 09:00 | 0 | 0.273 | 0 | 0
29/09/2020 10:00 | 0 | 0.585 | 0 | 0
29/09/2020 11:00 | 0 | 1.001 | 0 | 0
29/09/2020 12:00 | 0 | 0.798 | 0 | 0
29/09/2020 13:00 | 0 | 0.528 | 0 | 0
29/09/2020 14:00 | 0 | 0.667 | 0 | 0
29/09/2020 15:00 | 0 | 1.095 | 0 | 0
29/09/2020 16:00 | 0 | 0.649 | 0 | 0
29/09/2020 17:00 | 0 | 0.442 | 0 | 0
29/09/2020 18:00 | 0 | 0.509 | 0 | 0
29/09/2020 19:00 | 0 | 0.555 | 0 | 0
29/09/2020 20:00 | 0 | 0.523 | 0 | 0
29/09/2020 21:00 | 0 | 0.837 | 0 | 0
29/09/2020 22:00 | 0 | 0.476 | 0 | 0
29/09/2020 23:00 | 0 | 0.761 | 0 | 0
30/09/2020 00:00 | 0 | 0.478 | 0 | 0
30/09/2020 01:00 | 0 | 0.86 | 0 | 0
30/09/2020 02:00 | 0 | 0.429 | 0 | 0
30/09/2020 03:00 | 0 | 0.769 | 0 | 0
30/09/2020 04:00 | 0 | 0.509 | 0 | 0
30/09/2020 05:00 | 0 | 0.504 | 0 | 0
30/09/2020 06:00 | 0 | 0.395 | 0 | 0
30/09/2020 07:00 | 0 | 0.321 | 0 | 0
30/09/2020 08:00 | 0 | 0.517 | 0 | 0
30/09/2020 09:00 | 0 | 0.264 | 0 | 0
30/09/2020 10:00 | 0 | 0.654 | 0 | 0
30/09/2020 11:00 | 0 | 0.292 | 0 | 0
30/09/2020 12:00 | 0 | 2.075 | 0 | 0
30/09/2020 13:00 | 0 | 0.446 | 0 | 0
30/09/2020 14:00 | 0 | 0.978 | 0 | 0
30/09/2020 15:00 | 0 | 0.432 | 0 | 0
30/09/2020 16:00 | 0 | 0.618 | 0 | 0
30/09/2020 17:00 | 0 | 0.415 | 0 | 0
30/09/2020 18:00 | 0 | 0.555 | 0 | 0
30/09/2020 19:00 | 0 | 0.6 | 0 | 0
30/09/2020 20:00 | 0 | 0.643 | 0 | 0
30/09/2020 21:00 | 0 | 0.716 | 0 | 0
30/09/2020 22:00 | 0 | 0.66 | 0 | 0
30/09/2020 23:00 | 0 | 0.562 | 0 | 0
01/10/2020 00:00 | 0 | 0.657 | 0 | 0
01/10/2020 01:00 | 0 | 0.644 | 0 | 0
01/10/2020 02:00 | 0 | 0.498 | 0 | 0
01/10/2020 03:00 | 0 | 0.653 | 0 | 0
01/10/2020 04:00 | 0 | 0.397 | 0 | 0
01/10/2020 05:00 | 0 | 0.405 | 0 | 0
01/10/2020 06:00 | 0 | 0.374 | 0 | 0
01/10/2020 07:00 | 0 | 0.185 | 0 | 0
01/10/2020 08:00 | 0 | 0.526 | 0 | 0
01/10/2020 09:00 | 0 | 0.185 | 0 | 0
01/10/2020 10:00 | 0 | 0.747 | 0 | 0
01/10/2020 11:00 | 0 | 0.289 | 0 | 0
01/10/2020 12:00 | 0 | 0.73 | 0 | 0
01/10/2020 13:00 | 0 | 0.985 | 0 | 0
01/10/2020 14:00 | 0 | 0.332 | 0 | 0
01/10/2020 15:00 | 0 | 0.42 | 0 | 0
01/10/2020 16:00 | 0 | 0.5 | 0 | 0
01/10/2020 17:00 | 0 | 0.837 | 0 | 0
01/10/2020 18:00 | 0 | 0.431 | 0 | 0
01/10/2020 19:00 | 0 | 0.59 | 0 | 0
01/10/2020 20:00 | 0 | 0.765 | 0 | 0
01/10/2020 21:00 | 0 | 1.155 | 0 | 0
01/10/2020 22:00 | 0 | 0.565 | 0 | 0
01/10/2020 23:00 | 0 | 1.128 | 0 | 0
02/10/2020 00:00 | 0 | 0.396 | 0 | 0
02/10/2020 01:00 | 0 | 0.736 | 0 | 0
02/10/2020 02:00 | 0 | 0.386 | 0 | 0
02/10/2020 03:00 | 0 | 0.574 | 0 | 0
02/10/2020 04:00 | 0 | 0.306 | 0 | 0
02/10/2020 05:00 | 0 | 0.249 | 0 | 0
02/10/2020 06:00 | 0 | 0.253 | 0 | 0
02/10/2020 07:00 | 0 | 0.604 | 0 | 0
02/10/2020 08:00 | 0 | 0.265 | 0 | 0
02/10/2020 09:00 | 0 | 0.654 | 0 | 0
02/10/2020 10:00 | 0 | 0.416 | 0 | 0
02/10/2020 11:00 | 0 | 0.192 | 0 | 0
02/10/2020 12:00 | 0 | 0.898 | 0 | 0
02/10/2020 13:00 | 0 | 0.509 | 0 | 0
02/10/2020 14:00 | 0 | 0.894 | 0 | 0
02/10/2020 15:00 | 0 | 0.4 | 0 | 0
02/10/2020 16:00 | 0 | 0.6095 | 0 | 0
02/10/2020 17:00 | 0 | 0.72 | 0 | 0
02/10/2020 18:00 | 0 | 0.412 | 0 | 0
02/10/2020 19:00 | 0 | 0.694 | 0 | 0
02/10/2020 20:00 | 0 | 0.659 | 0 | 0
02/10/2020 21:00 | 0 | 0.3 | 0 | 0
02/10/2020 22:00 | 0 | 0.332 | 0 | 0
02/10/2020 23:00 | 0 | 0.63 | 0 | 0
03/10/2020 00:00 | 0 | 0.332 | 0 | 0
03/10/2020 01:00 | 0 | 0.526 | 0 | 0
03/10/2020 02:00 | 0 | 0.316 | 0 | 0
03/10/2020 03:00 | 0 | 0.299 | 0 | 0
03/10/2020 04:00 | 0 | 0.292 | 0 | 0
03/10/2020 05:00 | 0 | 0.519 | 0 | 0
03/10/2020 06:00 | 0 | 0.2 | 0 | 0
03/10/2020 07:00 | 0 | 0.2 | 0 | 0
03/10/2020 08:00 | 0 | 0.541 | 0 | 0
03/10/2020 09:00 | 0 | 0.427 | 0 | 0
03/10/2020 10:00 | 0 | 0.286 | 0 | 0
03/10/2020 11:00 | 0 | 0.611 | 0 | 0
03/10/2020 12:00 | 0 | 0.322 | 0 | 0
03/10/2020 13:00 | 0 | 0.291 | 0 | 0
03/10/2020 14:00 | 0 | 0.813 | 0 | 0
03/10/2020 15:00 | 0 | 0.377 | 0 | 0
03/10/2020 16:00 | 0 | 0.624 | 0 | 0
03/10/2020 17:00 | 0 | 0.59 | 0 | 0
03/10/2020 18:00 | 0 | 0.839 | 0 | 0
03/10/2020 19:00 | 0 | 0.808 | 0 | 0
03/10/2020 20:00 | 0 | 0.634 | 0 | 0
03/10/2020 21:00 | 0 | 0.995 | 0 | 0
03/10/2020 22:00 | 0 | 0.688 | 0 | 0
03/10/2020 23:00 | 0 | 0.869 | 0 | 0
04/10/2020 00:00 | 0 | 0.588 | 0 | 0
04/10/2020 01:00 | 0 | 0.74092 | 0 | 0
04/10/2020 02:00 | 0 | 0.37583 | 0 | 0
04/10/2020 03:00 | 0 | 0.51075 | 0 | 0
04/10/2020 04:00 | 0 | 0.37567 | 0 | 0
04/10/2020 05:00 | 0 | 0.37558 | 0 | 0
04/10/2020 06:00 | 0 | 0.3745 | 0 | 0
04/10/2020 07:00 | 0 | 0.37542 | 0 | 0
04/10/2020 08:00 | 0 | 0.50633 | 0 | 0
04/10/2020 09:00 | 0 | 0.37525 | 0 | 0
04/10/2020 10:00 | 0 | 0.51217 | 0 | 0
04/10/2020 11:00 | 0 | 0.37508 | 0 | 0
04/10/2020 12:00 | 0 | 0.512 | 0 | 0
04/10/2020 13:00 | 0 | 0.37492 | 0 | 0
04/10/2020 14:00 | 0 | 0.37383 | 0 | 0
04/10/2020 15:00 | 0 | 0.51575 | 0 | 0
04/10/2020 16:00 | 0 | 0.53667 | 0 | 0
04/10/2020 17:00 | 0 | 0.93058 | 0 | 0
04/10/2020 18:00 | 0 | 0.7575 | 0 | 0
04/10/2020 19:00 | 0 | 0.70242 | 0 | 0
04/10/2020 20:00 | 0 | 0.70033 | 0 | 0
04/10/2020 21:00 | 0 | 0.55525 | 0 | 0
04/10/2020 22:00 | 0 | 0.51417 | 0 | 0
04/10/2020 23:00 | 0 | 0.65208 | 0 | 0
05/10/2020 00:00 | 0 | 0.351 | 0 | 0
05/10/2020 01:00 | 0 | 0.159 | 0 | 0
05/10/2020 02:00 | 0 | 0.202 | 0 | 0
05/10/2020 03:00 | 0 | 0.099 | 0 | 0
05/10/2020 04:00 | 0 | 0.107 | 0 | 0
05/10/2020 05:00 | 0 | 0.0955 | 0 | 0
05/10/2020 06:00 | 0 | 0.254 | 0 | 0
05/10/2020 07:00 | 0 | 0.166 | 0 | 0
05/10/2020 08:00 | 0 | 0.368 | 0 | 0
05/10/2020 09:00 | 0 | 0.6 | 0 | 0
05/10/2020 10:00 | 0 | 0.529 | 0 | 0
05/10/2020 11:00 | 0 | 0.602 | 0 | 0
05/10/2020 12:00 | 0 | 0.427 | 0 | 0
05/10/2020 13:00 | 0 | 0.651 | 0 | 0
05/10/2020 14:00 | 0 | 0.234 | 0 | 0
05/10/2020 15:00 | 0 | 0.416 | 0 | 0
05/10/2020 16:00 | 0 | 0.399 | 0 | 0
05/10/2020 17:00 | 0 | 0.108 | 0 | 0
05/10/2020 18:00 | 0 | 0.464 | 0 | 0
05/10/2020 19:00 | 0 | 0.44 | 0 | 0
05/10/2020 20:00 | 0 | 0.64 | 0 | 0
05/10/2020 21:00 | 0 | 0.59 | 0 | 0
05/10/2020 22:00 | 0 | 0.318 | 0 | 0
05/10/2020 23:00 | 0 | 0.113 | 0 | 0
06/10/2020 00:00 | 0 | 0.247 | 0 | 0
06/10/2020 01:00 | 0 | 0.152 | 0 | 0
06/10/2020 02:00 | 0 | 0.437 | 0 | 0
06/10/2020 03:00 | 0 | 0.103 | 0 | 0
06/10/2020 04:00 | 0 | 0.161 | 0 | 0
06/10/2020 05:00 | 0 | 0.019 | 0 | 0
06/10/2020 06:00 | 0 | 0.009 | 0 | 0
06/10/2020 07:00 | 0 | 0.336 | 0 | 0
06/10/2020 08:00 | 0 | 0.267 | 0 | 0
06/10/2020 09:00 | 0 | 0.448 | 0 | 0
06/10/2020 10:00 | 0 | 0.104 | 0 | 0
06/10/2020 11:00 | 0 | 0.327 | 0 | 0
06/10/2020 12:00 | 0 | 0.35 | 0 | 0
06/10/2020 13:00 | 0 | 0.253 | 0 | 0
06/10/2020 14:00 | 0 | 0.481 | 0 | 0
06/10/2020 15:00 | 0 | 0.436 | 0 | 0
06/10/2020 16:00 | 0 | 0.549 | 0 | 0
06/10/2020 17:00 | 0 | 0.519 | 0 | 0
06/10/2020 18:00 | 0 | 0.433 | 0 | 0
06/10/2020 19:00 | 0 | 0.534 | 0 | 0
06/10/2020 20:00 | 0 | 0.434 | 0 | 0
06/10/2020 21:00 | 0 | 0.339 | 0 | 0
06/10/2020 22:00 | 0 | 0.442 | 0 | 0
06/10/2020 23:00 | 0 | 0.325 | 0 | 0
07/10/2020 00:00 | 0 | 0.126 | 0 | 0
07/10/2020 01:00 | 0 | 0.024 | 0 | 0
07/10/2020 02:00 | 0 | 0.586 | 0 | 0
07/10/2020 03:00 | 0 | 0.108 | 0 | 0
07/10/2020 04:00 | 0 | 0.451 | 0 | 0
07/10/2020 05:00 | 0 | 0.108 | 0 | 0
07/10/2020 06:00 | 0 | 0.124 | 0 | 0
07/10/2020 07:00 | 0 | 0.024 | 0 | 0
07/10/2020 08:00 | 0 | 0.029 | 0 | 0
07/10/2020 09:00 | 0 | 0.104 | 0 | 0
07/10/2020 10:00 | 0 | 0.583 | 0 | 0
07/10/2020 11:00 | 0 | 0.094 | 0 | 0
07/10/2020 12:00 | 0 | 0.591 | 0 | 0
07/10/2020 13:00 | 0 | 0.348 | 0 | 0
07/10/2020 14:00 | 0 | 0.388 | 0 | 0
07/10/2020 15:00 | 0 | 0.008 | 0 | 0
07/10/2020 16:00 | 0 | 0.584 | 0 | 0
07/10/2020 17:00 | 0 | 0.128 | 0 | 0
07/10/2020 18:00 | 0 | 0.684 | 0 | 0
07/10/2020 19:00 | 0 | 0.599 | 0 | 0
07/10/2020 20:00 | 0 | 0.956 | 0 | 0
07/10/2020 21:00 | 0 | 0.606 | 0 | 0
07/10/2020 22:00 | 0 | 0.569 | 0 | 0
07/10/2020 23:00 | 0 | 0.238 | 0 | 0
08/10/2020 00:00 | 0 | 0.471 | 0 | 0
08/10/2020 01:00 | 0 | 0.115 | 0 | 0
08/10/2020 02:00 | 0 | 0.008 | 0 | 0
08/10/2020 03:00 | 0 | 0.245 | 0 | 0
08/10/2020 04:00 | 0 | 0.236 | 0 | 0
08/10/2020 05:00 | 0 | 0.197 | 0 | 0
08/10/2020 06:00 | 0 | 0.326 | 0 | 0
08/10/2020 07:00 | 0 | 0.097 | 0 | 0
08/10/2020 08:00 | 0 | 1.023 | 0 | 0
08/10/2020 09:00 | 0 | 0.758 | 0 | 0
08/10/2020 10:00 | 0 | 0.398 | 0 | 0
08/10/2020 11:00 | 0 | 0.551 | 0 | 0
08/10/2020 12:00 | 0 | 0.518 | 0 | 0
08/10/2020 13:00 | 0 | 0.77 | 0 | 0
08/10/2020 14:00 | 0 | 0.759 | 0 | 0
08/10/2020 15:00 | 0 | 0.667 | 0 | 0
08/10/2020 16:00 | 0 | 0.43 | 0 | 0
08/10/2020 17:00 | 0 | 0.752 | 0 | 0
08/10/2020 18:00 | 0 | 0.435 | 0 | 0
08/10/2020 19:00 | 0 | 0.847 | 0 | 0
08/10/2020 20:00 | 0 | 0.842 | 0 | 0
08/10/2020 21:00 | 0 | 0.534 | 0 | 0
08/10/2020 22:00 | 0 | 0.407 | 0 | 0
08/10/2020 23:00 | 0 | 0.225 | 0 | 0
09/10/2020 00:00 | 0 | 0.35 | 0 | 0
09/10/2020 01:00 | 0 | 0.094 | 0 | 0
09/10/2020 02:00 | 0 | 0.596 | 0 | 0
09/10/2020 03:00 | 0 | 0.316 | 0 | 0
09/10/2020 04:00 | 0 | 0.092 | 0 | 0
09/10/2020 05:00 | 0 | 0.195 | 0 | 0
09/10/2020 06:00 | 0 | 0.01 | 0 | 0
09/10/2020 07:00 | 0 | 0.126 | 0 | 0
09/10/2020 08:00 | 0 | 0.122 | 0 | 0
09/10/2020 09:00 | 0 | 0.133 | 0 | 0
09/10/2020 10:00 | 0 | 0.602 | 0 | 0
09/10/2020 11:00 | 0 | 0.467 | 0 | 0
09/10/2020 12:00 | 0 | 0.404 | 0 | 0
09/10/2020 13:00 | 0 | 0.894 | 0 | 0
09/10/2020 14:00 | 0 | 1.027 | 0 | 0
09/10/2020 15:00 | 0 | 0.706 | 0 | 0
09/10/2020 16:00 | 0 | 0.636 | 0 | 0
09/10/2020 17:00 | 0 | 0.922 | 0 | 0
09/10/2020 18:00 | 0 | 0.364 | 0 | 0
09/10/2020 19:00 | 0 | 0.805 | 0 | 0
09/10/2020 20:00 | 0 | 0.403 | 0 | 0
09/10/2020 21:00 | 0 | 0.46 | 0 | 0
09/10/2020 22:00 | 0 | 0.511 | 0 | 0
09/10/2020 23:00 | 0 | 0.18 | 0 | 0
10/10/2020 00:00 | 0 | 0.418 | 0 | 0
10/10/2020 01:00 | 0 | 0.611 | 0 | 0
10/10/2020 02:00 | 0 | 0.114 | 0 | 0
10/10/2020 03:00 | 0 | 0.587 | 0 | 0
10/10/2020 04:00 | 0 | 0.357 | 0 | 0
10/10/2020 05:00 | 0 | 0.587 | 0 | 0
10/10/2020 06:00 | 0 | 0.405 | 0 | 0
10/10/2020 07:00 | 0 | 0.349 | 0 | 0
10/10/2020 08:00 | 0 | 0.133 | 0 | 0
10/10/2020 09:00 | 0 | 0.43 | 0 | 0
10/10/2020 10:00 | 0 | 2.215 | 0 | 0
10/10/2020 11:00 | 0 | 0.563 | 0 | 0
10/10/2020 12:00 | 0 | 0.389 | 0 | 0
10/10/2020 13:00 | 0 | 1.815 | 0 | 0
10/10/2020 14:00 | 0 | 0.515 | 0 | 0
10/10/2020 15:00 | 0 | 0.275 | 0 | 0
10/10/2020 16:00 | 0 | 0.773 | 0 | 0
10/10/2020 17:00 | 0 | 0.28 | 0 | 0
10/10/2020 18:00 | 0 | 1.029 | 0 | 0
10/10/2020 19:00 | 0 | 0.679 | 0 | 0
10/10/2020 20:00 | 0 | 0.302 | 0 | 0
10/10/2020 21:00 | 0 | 0.606 | 0 | 0
10/10/2020 22:00 | 0 | 0.677 | 0 | 0
10/10/2020 23:00 | 0 | 0.273 | 0 | 0
11/10/2020 00:00 | 0 | 0.281 | 0 | 0
11/10/2020 01:00 | 0 | 0.654 | 0 | 0
11/10/2020 02:00 | 0 | 0.267 | 0 | 0
11/10/2020 03:00 | 0 | 0.209 | 0 | 0
11/10/2020 04:00 | 0 | 0.252 | 0 | 0
11/10/2020 05:00 | 0 | 0.12 | 0 | 0
11/10/2020 06:00 | 0 | 0.134 | 0 | 0
11/10/2020 07:00 | 0 | 0.188 | 0 | 0
11/10/2020 08:00 | 0 | 0.233 | 0 | 0
11/10/2020 09:00 | 0 | 3.998 | 0 | 0
11/10/2020 10:00 | 0 | 1.527 | 0 | 0
11/10/2020 11:00 | 0 | 0.707 | 0 | 0
11/10/2020 12:00 | 0 | 0.524 | 0 | 0
11/10/2020 13:00 | 0 | 0.778 | 0 | 0
11/10/2020 14:00 | 0 | 0.907 | 0 | 0
11/10/2020 15:00 | 0 | 0.695 | 0 | 0
11/10/2020 16:00 | 0 | 0.51 | 0 | 0
11/10/2020 17:00 | 0 | 0.349 | 0 | 0
11/10/2020 18:00 | 0 | 0.381 | 0 | 0
11/10/2020 19:00 | 0 | 0.523 | 0 | 0
11/10/2020 20:00 | 0 | 0.501 | 0 | 0
11/10/2020 21:00 | 0 | 0.47 | 0 | 0
11/10/2020 22:00 | 0 | 0.536 | 0 | 0
11/10/2020 23:00 | 0 | 0.423 | 0 | 0
12/10/2020 00:00 | 0 | 0.019 | 0 | 0
12/10/2020 01:00 | 0 | 0.479 | 0 | 0
12/10/2020 02:00 | 0 | 0.209 | 0 | 0
12/10/2020 03:00 | 0 | 0.11 | 0 | 0
12/10/2020 04:00 | 0 | 0.511 | 0 | 0
12/10/2020 05:00 | 0 | 0.06 | 0 | 0
12/10/2020 06:00 | 0 | 0.288 | 0 | 0
12/10/2020 07:00 | 0 | 0.6 | 0 | 0
12/10/2020 08:00 | 0 | 0.153 | 0 | 0
12/10/2020 09:00 | 0 | 0.349 | 0 | 0
12/10/2020 10:00 | 0 | 0.007 | 0 | 0
12/10/2020 11:00 | 0 | 0.477 | 0 | 0
12/10/2020 12:00 | 0 | 0.507 | 0 | 0
12/10/2020 13:00 | 0 | 1.5 | 0 | 0
12/10/2020 14:00 | 0 | 0.822 | 0 | 0
12/10/2020 15:00 | 0 | 0.844 | 0 | 0
12/10/2020 16:00 | 0 | 0.84 | 0 | 0
12/10/2020 17:00 | 0 | 0.405 | 0 | 0
12/10/2020 18:00 | 0 | 0.544 | 0 | 0
12/10/2020 19:00 | 0 | 0.636 | 0 | 0
12/10/2020 20:00 | 0 | 0.792 | 0 | 0
12/10/2020 21:00 | 0 | 0.563 | 0 | 0
12/10/2020 22:00 | 0 | 0.228 | 0 | 0
12/10/2020 23:00 | 0 | 0.411 | 0 | 0
13/10/2020 00:00 | 0 | 0.62 | 0 | 0
13/10/2020 01:00 | 0 | 0.201 | 0 | 0
13/10/2020 02:00 | 0 | 0.229 | 0 | 0
13/10/2020 03:00 | 0 | 0.425 | 0 | 0
13/10/2020 04:00 | 0 | 0.151 | 0 | 0
13/10/2020 05:00 | 0 | 0.418 | 0 | 0
13/10/2020 06:00 | 0 | 0.097 | 0 | 0
13/10/2020 07:00 | 0 | 0.392 | 0 | 0
13/10/2020 08:00 | 0 | 0.384 | 0 | 0
13/10/2020 09:00 | 0 | 0.557 | 0 | 0
13/10/2020 10:00 | 0 | 1.187 | 0 | 0
13/10/2020 11:00 | 0 | 0.304 | 0 | 0
13/10/2020 12:00 | 0 | 0.85 | 0 | 0
13/10/2020 13:00 | 0 | 0.764 | 0 | 0
13/10/2020 14:00 | 0 | 0.673 | 0 | 0
13/10/2020 15:00 | 0 | 0.374 | 0 | 0
13/10/2020 16:00 | 0 | 0.597 | 0 | 0
13/10/2020 17:00 | 0 | 0.779 | 0 | 0
13/10/2020 18:00 | 0 | 0.662 | 0 | 0
13/10/2020 19:00 | 0 | 0.362 | 0 | 0
13/10/2020 20:00 | 0 | 0.64 | 0 | 0
13/10/2020 21:00 | 0 | 0.624 | 0 | 0
13/10/2020 22:00 | 0 | 0.643 | 0 | 0
13/10/2020 23:00 | 0 | 0.264 | 0 | 0
14/10/2020 00:00 | 0 | 0.409 | 0 | 0
14/10/2020 01:00 | 0 | 0.004 | 0 | 0
14/10/2020 02:00 | 0 | 0.472 | 0 | 0
14/10/2020 03:00 | 0 | 0.197 | 0 | 0
14/10/2020 04:00 | 0 | 0.193 | 0 | 0
14/10/2020 05:00 | 0 | 0.242 | 0 | 0
14/10/2020 06:00 | 0 | 0.118 | 0 | 0
14/10/2020 07:00 | 0 | 0.364 | 0 | 0
14/10/2020 08:00 | 0 | 0.487 | 0 | 0
14/10/2020 09:00 | 0 | 0.134 | 0 | 0
14/10/2020 10:00 | 0 | 0.545 | 0 | 0
14/10/2020 11:00 | 0 | 0.5 | 0 | 0
14/10/2020 12:00 | 0 | 1.463 | 0 | 0
14/10/2020 13:00 | 0 | 0.662 | 0 | 0
14/10/2020 14:00 | 0 | 0.73 | 0 | 0
14/10/2020 15:00 | 0 | 0.463 | 0 | 0
14/10/2020 16:00 | 0 | 0.699 | 0 | 0
14/10/2020 17:00 | 0 | 0.804 | 0 | 0
14/10/2020 18:00 | 0 | 0.738 | 0 | 0
14/10/2020 19:00 | 0 | 0.552 | 0 | 0
14/10/2020 20:00 | 0 | 0.46 | 0 | 0
14/10/2020 21:00 | 0 | 0.221 | 0 | 0
14/10/2020 22:00 | 0 | 0.6795 | 0 | 0
14/10/2020 23:00 | 0 | 0.406 | 0 | 0
15/10/2020 00:00 | 0 | 0.649 | 0 | 0
15/10/2020 01:00 | 0 | 0.09 | 0 | 0
15/10/2020 02:00 | 0 | 0.213 | 0 | 0
15/10/2020 03:00 | 0 | 0.087 | 0 | 0
15/10/2020 04:00 | 0 | 0.32 | 0 | 0
15/10/2020 05:00 | 0 | 0.151 | 0 | 0
15/10/2020 06:00 | 0 | 0.236 | 0 | 0
15/10/2020 07:00 | 0 | 0.151 | 0 | 0
15/10/2020 08:00 | 0 | 0.668 | 0 | 0
15/10/2020 09:00 | 0 | 0.052 | 0 | 0
15/10/2020 10:00 | 0 | 0.993 | 0 | 0
15/10/2020 11:00 | 0 | 0.342 | 0 | 0
15/10/2020 12:00 | 0 | 0.686 | 0 | 0
15/10/2020 13:00 | 0 | 0.582 | 0 | 0
15/10/2020 14:00 | 0 | 0.765 | 0 | 0
15/10/2020 15:00 | 0 | 0.512 | 0 | 0
15/10/2020 16:00 | 0 | 0.278 | 0 | 0
15/10/2020 17:00 | 0 | 0.343 | 0 | 0
15/10/2020 18:00 | 0 | 0.567 | 0 | 0
15/10/2020 19:00 | 0 | 0.217 | 0 | 0
15/10/2020 20:00 | 0 | 0.321 | 0 | 0
15/10/2020 21:00 | 0 | 0.714 | 0 | 0
15/10/2020 22:00 | 0 | 0.289 | 0 | 0
15/10/2020 23:00 | 0 | 0.26 | 0 | 0
16/10/2020 00:00 | 0 | 0.093 | 0 | 0
16/10/2020 01:00 | 0 | 0.097 | 0 | 0
16/10/2020 02:00 | 0 | 0.121 | 0 | 0
16/10/2020 03:00 | 0 | 0.402 | 0 | 0
16/10/2020 04:00 | 0 | 0.243 | 0 | 0
16/10/2020 05:00 | 0 | 0.481 | 0 | 0
16/10/2020 06:00 | 0 | 0.02 | 0 | 0
16/10/2020 07:00 | 0 | 0.237 | 0 | 0
16/10/2020 08:00 | 0 | 0.199 | 0 | 0
16/10/2020 09:00 | 0 | 0.198 | 0 | 0
16/10/2020 10:00 | 0 | 0.425 | 0 | 0
16/10/2020 11:00 | 0 | 0.251 | 0 | 0
16/10/2020 12:00 | 0 | 0.162 | 0 | 0
16/10/2020 13:00 | 0 | 0.507 | 0 | 0
16/10/2020 14:00 | 0 | 0.712 | 0 | 0
16/10/2020 15:00 | 0 | 0.555 | 0 | 0
16/10/2020 16:00 | 0 | 0.317 | 0 | 0
16/10/2020 17:00 | 0 | 0.693 | 0 | 0
16/10/2020 18:00 | 0 | 2.185 | 0 | 0
16/10/2020 19:00 | 0 | 0.812 | 0 | 0
16/10/2020 20:00 | 0 | 0.593 | 0 | 0
16/10/2020 21:00 | 0 | 0.597 | 0 | 0
16/10/2020 22:00 | 0 | 0.263 | 0 | 0
16/10/2020 23:00 | 0 | 0.259 | 0 | 0
17/10/2020 00:00 | 0 | 0.661 | 0 | 0
17/10/2020 01:00 | 0 | 0.276 | 0 | 0
17/10/2020 02:00 | 0 | 0.239 | 0 | 0
17/10/2020 03:00 | 0 | 0.094 | 0 | 0
17/10/2020 04:00 | 0 | 0.237 | 0 | 0
17/10/2020 05:00 | 0 | 0.152 | 0 | 0
17/10/2020 06:00 | 0 | 0.352 | 0 | 0
17/10/2020 07:00 | 0 | 0.143 | 0 | 0
17/10/2020 08:00 | 0 | 0.198 | 0 | 0
17/10/2020 09:00 | 0 | 0.16 | 0 | 0
17/10/2020 10:00 | 0 | 0.461 | 0 | 0
17/10/2020 11:00 | 0 | 0.23 | 0 | 0
17/10/2020 12:00 | 0 | 0.771 | 0 | 0
17/10/2020 13:00 | 0 | 0.711 | 0 | 0
17/10/2020 14:00 | 0 | 0.509 | 0 | 0
17/10/2020 15:00 | 0 | 1.026 | 0 | 0
17/10/2020 16:00 | 0 | 0.421 | 0 | 0
17/10/2020 17:00 | 0 | 0.138 | 0 | 0
17/10/2020 18:00 | 0 | 0.512 | 0 | 0
17/10/2020 19:00 | 0 | 0.972 | 0 | 0
17/10/2020 20:00 | 0 | 0.581 | 0 | 0
17/10/2020 21:00 | 0 | 0.854 | 0 | 0
17/10/2020 22:00 | 0 | 0.842 | 0 | 0
17/10/2020 23:00 | 0 | 0.202 | 0 | 0
18/10/2020 00:00 | 0 | 0.405 | 0 | 0
18/10/2020 01:00 | 0 | 0.262 | 0 | 0
18/10/2020 02:00 | 0 | 0.594 | 0 | 0
18/10/2020 03:00 | 0 | 0.24 | 0 | 0
18/10/2020 04:00 | 0 | 0.349 | 0 | 0
18/10/2020 05:00 | 0 | 0.153 | 0 | 0
18/10/2020 06:00 | 0 | 0.442 | 0 | 0
18/10/2020 07:00 | 0 | 0.128 | 0 | 0
18/10/2020 08:00 | 0 | 0.287 | 0 | 0
18/10/2020 09:00 | 0 | 0.217 | 0 | 0
18/10/2020 10:00 | 0 | 0.937 | 0 | 0
18/10/2020 11:00 | 0 | 1.333 | 0 | 0
18/10/2020 12:00 | 0 | 1.049 | 0 | 0
18/10/2020 13:00 | 0 | 0.925 | 0 | 0
18/10/2020 14:00 | 0 | 0.288 | 0 | 0
18/10/2020 15:00 | 0 | 0.761 | 0 | 0
18/10/2020 16:00 | 0 | 0.358 | 0 | 0
18/10/2020 17:00 | 0 | 0.487 | 0 | 0
18/10/2020 18:00 | 0 | 0.539 | 0 | 0
18/10/2020 19:00 | 0 | 0.46 | 0 | 0
18/10/2020 20:00 | 0 | 0.535 | 0 | 0
18/10/2020 21:00 | 0 | 0.437 | 0 | 0
18/10/2020 22:00 | 0 | 0.275 | 0 | 0
18/10/2020 23:00 | 0 | 1.421 | 0 | 0
19/10/2020 00:00 | 0 | 0.246 | 0 | 0
19/10/2020 01:00 | 0 | 0.37 | 0 | 0
19/10/2020 02:00 | 0 | 0.002 | 0 | 0
19/10/2020 03:00 | 0 | 0.002 | 0 | 0
19/10/2020 04:00 | 0 | 0.401 | 0 | 0
19/10/2020 05:00 | 0 | 0.327 | 0 | 0
19/10/2020 06:00 | 0 | 0.546 | 0 | 0
19/10/2020 07:00 | 0 | 0.157 | 0 | 0
19/10/2020 08:00 | 0 | 0.238 | 0 | 0
19/10/2020 09:00 | 0 | 0.138 | 0 | 0
19/10/2020 10:00 | 0 | 0.548 | 0 | 0
19/10/2020 11:00 | 0 | 0.439 | 0 | 0
19/10/2020 12:00 | 0 | 0.745 | 0 | 0
19/10/2020 13:00 | 0 | 0.638 | 0 | 0
19/10/2020 14:00 | 0 | 0.864 | 0 | 0
19/10/2020 15:00 | 0 | 0.713 | 0 | 0
19/10/2020 16:00 | 0 | 0.427 | 0 | 0
19/10/2020 17:00 | 0 | 0.586 | 0 | 0
19/10/2020 18:00 | 0 | 0.151 | 0 | 0
19/10/2020 19:00 | 0 | 1.191 | 0 | 0
19/10/2020 20:00 | 0 | 0.914 | 0 | 0
19/10/2020 21:00 | 0 | 0.422 | 0 | 0
19/10/2020 22:00 | 0 | 0.26 | 0 | 0
19/10/2020 23:00 | 0 | 0.495 | 0 | 0
20/10/2020 00:00 | 0 | 0.282 | 0 | 0
20/10/2020 01:00 | 0 | 0.175 | 0 | 0
20/10/2020 02:00 | 0 | 0.175 | 0 | 0
20/10/2020 03:00 | 0 | 0.285 | 0 | 0
20/10/2020 04:00 | 0 | 0.372 | 0 | 0
20/10/2020 05:00 | 0 | 0.879 | 0 | 0
20/10/2020 06:00 | 0 | 0.594 | 0 | 0
20/10/2020 07:00 | 0 | 0.509 | 0 | 0
20/10/2020 08:00 | 0 | 0.308 | 0 | 0
20/10/2020 09:00 | 0 | 0.108 | 0 | 0
20/10/2020 10:00 | 0 | 0.259 | 0 | 0
20/10/2020 11:00 | 0 | 0.212 | 0 | 0
20/10/2020 12:00 | 0 | 0.505 | 0 | 0
20/10/2020 13:00 | 0 | 0.191 | 0 | 0
20/10/2020 14:00 | 0 | 0.737 | 0 | 0
20/10/2020 15:00 | 0 | 1.276 | 0 | 0
20/10/2020 16:00 | 0 | 0.603 | 0 | 0
20/10/2020 17:00 | 0 | 0.462 | 0 | 0
20/10/2020 18:00 | 0 | 0.344 | 0 | 0
20/10/2020 19:00 | 0 | 0.597 | 0 | 0
20/10/2020 20:00 | 0 | 0.299 | 0 | 0
20/10/2020 21:00 | 0 | 0.653 | 0 | 0
20/10/2020 22:00 | 0 | 0.365 | 0 | 0
20/10/2020 23:00 | 0 | 0.321 | 0 | 0
21/10/2020 00:00 | 0 | 0.486 | 0 | 0
21/10/2020 01:00 | 0 | 0.742 | 0 | 0
21/10/2020 02:00 | 0 | 0.479 | 0 | 0
21/10/2020 03:00 | 0 | 0.177 | 0 | 0
21/10/2020 04:00 | 0 | 0.315 | 0 | 0
21/10/2020 05:00 | 0 | 0.177 | 0 | 0
21/10/2020 06:00 | 0 | 0.275 | 0 | 0
21/10/2020 07:00 | 0 | 0.6635 | 0 | 0
21/10/2020 08:00 | 0 | 0.296 | 0 | 0
21/10/2020 09:00 | 0 | 0.503 | 0 | 0
21/10/2020 10:00 | 0 | 0.191 | 0 | 0
21/10/2020 11:00 | 0 | 0.895 | 0 | 0
21/10/2020 12:00 | 0 | 0.518 | 0 | 0
21/10/2020 13:00 | 0 | 0.885 | 0 | 0
21/10/2020 14:00 | 0 | 0.7 | 0 | 0
21/10/2020 15:00 | 0 | 0.666 | 0 | 0
21/10/2020 16:00 | 0 | 0.368 | 0 | 0
21/10/2020 17:00 | 0 | 0.755 | 0 | 0
21/10/2020 18:00 | 0 | 0.699 | 0 | 0
21/10/2020 19:00 | 0 | 0.695 | 0 | 0
21/10/2020 20:00 | 0 | 0.721 | 0 | 0
21/10/2020 21:00 | 0 | 0.468 | 0 | 0
21/10/2020 22:00 | 0 | 0.602 | 0 | 0
21/10/2020 23:00 | 0 | 0.291 | 0 | 0
22/10/2020 00:00 | 0 | 0.114 | 0 | 0
22/10/2020 01:00 | 0 | 0.337 | 0 | 0
22/10/2020 02:00 | 0 | 0.344 | 0 | 0
22/10/2020 03:00 | 0 | 0.418 | 0 | 0
22/10/2020 04:00 | 0 | 0.272 | 0 | 0
22/10/2020 05:00 | 0 | 0.289 | 0 | 0
22/10/2020 06:00 | 0 | 0.359 | 0 | 0
22/10/2020 07:00 | 0 | 0.265 | 0 | 0
22/10/2020 08:00 | 0 | 0.03 | 0 | 0
22/10/2020 09:00 | 0 | 0.26 | 0 | 0
22/10/2020 10:00 | 0 | 0.3335 | 0 | 0
22/10/2020 11:00 | 0 | 1.373 | 0 | 0
22/10/2020 12:00 | 0 | 0.437 | 0 | 0
22/10/2020 13:00 | 0 | 0.661 | 0 | 0
22/10/2020 14:00 | 0 | 0.957 | 0 | 0
22/10/2020 15:00 | 0 | 0.779 | 0 | 0
22/10/2020 16:00 | 0 | 0.468 | 0 | 0
22/10/2020 17:00 | 0 | 0.275 | 0 | 0
22/10/2020 18:00 | 0 | 0.516 | 0 | 0
22/10/2020 19:00 | 0 | 0.294 | 0 | 0
22/10/2020 20:00 | 0 | 0.221 | 0 | 0
22/10/2020 21:00 | 0 | 1.112 | 0 | 0
22/10/2020 22:00 | 0 | 0.555 | 0 | 0
22/10/2020 23:00 | 0 | 0.667 | 0 | 0
23/10/2020 00:00 | 0 | 0.289 | 0 | 0
23/10/2020 01:00 | 0 | 0.376 | 0 | 0
23/10/2020 02:00 | 0 | 0.375 | 0 | 0
23/10/2020 03:00 | 0 | 0.268 | 0 | 0
23/10/2020 04:00 | 0 | 0.322 | 0 | 0
23/10/2020 05:00 | 0 | 0.515 | 0 | 0
23/10/2020 06:00 | 0 | 0.432 | 0 | 0
23/10/2020 07:00 | 0 | 0.515 | 0 | 0
23/10/2020 08:00 | 0 | 0.276 | 0 | 0
23/10/2020 09:00 | 0 | 0.587 | 0 | 0
23/10/2020 10:00 | 0 | 0.567 | 0 | 0
23/10/2020 11:00 | 0 | 0.3 | 0 | 0
23/10/2020 12:00 | 0 | 0.297 | 0 | 0
23/10/2020 13:00 | 0 | 0.499 | 0 | 0
23/10/2020 14:00 | 0 | 0.5 | 0 | 0
23/10/2020 15:00 | 0 | 0.194 | 0 | 0
23/10/2020 16:00 | 0 | 1.522 | 0 | 0
23/10/2020 17:00 | 0 | 0.499 | 0 | 0
23/10/2020 18:00 | 0 | 0.226 | 0 | 0
23/10/2020 19:00 | 0 | 0.378 | 0 | 0
23/10/2020 20:00 | 0 | 0.726 | 0 | 0
23/10/2020 21:00 | 0 | 0.49 | 0 | 0
23/10/2020 22:00 | 0 | 0.618 | 0 | 0
23/10/2020 23:00 | 0 | 0.464 | 0 | 0
24/10/2020 00:00 | 0 | 0.299 | 0 | 0
24/10/2020 01:00 | 0 | 0.283 | 0 | 0
24/10/2020 02:00 | 0 | 0.173 | 0 | 0
24/10/2020 03:00 | 0 | 0.527 | 0 | 0
24/10/2020 04:00 | 0 | 0.439 | 0 | 0
24/10/2020 05:00 | 0 | 1.355 | 0 | 0
24/10/2020 06:00 | 0 | 0.524 | 0 | 0
24/10/2020 07:00 | 0 | 0.65 | 0 | 0
24/10/2020 08:00 | 0 | 0.287 | 0 | 0
24/10/2020 09:00 | 0 | 0.338 | 0 | 0
24/10/2020 10:00 | 0 | 0.379 | 0 | 0
24/10/2020 11:00 | 0 | 0.541 | 0 | 0
24/10/2020 12:00 | 0 | 0.748 | 0 | 0
24/10/2020 13:00 | 0 | 0.542 | 0 | 0
24/10/2020 14:00 | 0 | 0.313 | 0 | 0
24/10/2020 15:00 | 0 | 0.602 | 0 | 0
24/10/2020 16:00 | 0 | 0.405 | 0 | 0
24/10/2020 17:00 | 0 | 0.661 | 0 | 0
24/10/2020 18:00 | 0 | 0.345 | 0 | 0
24/10/2020 19:00 | 0 | 0.204 | 0 | 0
24/10/2020 20:00 | 0 | 0.511 | 0 | 0
24/10/2020 21:00 | 0 | 0.315 | 0 | 0
24/10/2020 22:00 | 0 | 0.423 | 0 | 0
24/10/2020 23:00 | 0 | 0.705 | 0 | 0
25/10/2020 00:00 | 0 | 0.387 | 0 | 0
25/10/2020 01:00 | 0 | 0.392 | 0 | 0
25/10/2020 02:00 | 0 | 0.292 | 0 | 0
25/10/2020 03:00 | 0 | 0.189 | 0 | 0
25/10/2020 04:00 | 0 | 0.655 | 0 | 0
25/10/2020 05:00 | 0 | 0.496 | 0 | 0
25/10/2020 06:00 | 0 | 0.422 | 0 | 0
25/10/2020 07:00 | 0 | 0.346 | 0 | 0
25/10/2020 08:00 | 0 | 0.141 | 0 | 0
25/10/2020 09:00 | 0 | 0.105 | 0 | 0
25/10/2020 10:00 | 0 | 0.25 | 0 | 0
25/10/2020 11:00 | 0 | 0.463 | 0 | 0
25/10/2020 12:00 | 0 | 0.458 | 0 | 0
25/10/2020 13:00 | 0 | 0.425 | 0 | 0
25/10/2020 14:00 | 0 | 0.737 | 0 | 0
25/10/2020 15:00 | 0 | 0.573 | 0 | 0
25/10/2020 16:00 | 0 | 0.409 | 0 | 0
25/10/2020 17:00 | 0 | 0.422 | 0 | 0
25/10/2020 18:00 | 0 | 0.426 | 0 | 0
25/10/2020 19:00 | 0 | 0.624 | 0 | 0
25/10/2020 20:00 | 0 | 0.493 | 0 | 0
25/10/2020 21:00 | 0 | 0.577 | 0 | 0
25/10/2020 22:00 | 0 | 0.384 | 0 | 0
25/10/2020 23:00 | 0 | 0.414 | 0 | 0
26/10/2020 00:00 | 0 | 0.369 | 0 | 0
26/10/2020 01:00 | 0 | 0.377 | 0 | 0
26/10/2020 02:00 | 0 | 0.179 | 0 | 0
26/10/2020 03:00 | 0 | 0.411 | 0 | 0
26/10/2020 04:00 | 0 | 0.49 | 0 | 0
26/10/2020 05:00 | 0 | 0.646 | 0 | 0
26/10/2020 06:00 | 0 | 0.185 | 0 | 0
26/10/2020 07:00 | 0 | 0.278 | 0 | 0
26/10/2020 08:00 | 0 | 0.276 | 0 | 0
26/10/2020 09:00 | 0 | 0.248 | 0 | 0
26/10/2020 10:00 | 0 | 0.166 | 0 | 0
26/10/2020 11:00 | 0 | 0.397 | 0 | 0
26/10/2020 12:00 | 0 | 0.968 | 0 | 0
26/10/2020 13:00 | 0 | 0.78 | 0 | 0
26/10/2020 14:00 | 0 | 0.737 | 0 | 0
26/10/2020 15:00 | 0 | 1.087 | 0 | 0
26/10/2020 16:00 | 0 | 0.3795 | 0 | 0
26/10/2020 17:00 | 0 | 1.086 | 0 | 0
26/10/2020 18:00 | 0 | 0.391 | 0 | 0
26/10/2020 19:00 | 0 | 0.554 | 0 | 0
26/10/2020 20:00 | 0 | 0.632 | 0 | 0
26/10/2020 21:00 | 0 | 0.499 | 0 | 0
26/10/2020 22:00 | 0 | 0.645 | 0 | 0
26/10/2020 23:00 | 0 | 0.323 | 0 | 0
27/10/2020 00:00 | 0 | 0.184 | 0 | 0
27/10/2020 01:00 | 0 | 0.168 | 0 | 0
27/10/2020 02:00 | 0 | 0.024 | 0 | 0
27/10/2020 03:00 | 0 | 0.024 | 0 | 0
27/10/2020 04:00 | 0 | 0.65 | 0 | 0
27/10/2020 05:00 | 0 | 0.112 | 0 | 0
27/10/2020 06:00 | 0 | 0.109 | 0 | 0
27/10/2020 07:00 | 0 | 0.2185 | 0 | 0
27/10/2020 08:00 | 0 | 0.295 | 0 | 0
27/10/2020 09:00 | 0 | 0.0615 | 0 | 0
27/10/2020 10:00 | 0 | 0.38933 | 0 | 0
27/10/2020 11:00 | 0 | 0.252 | 0 | 0
27/10/2020 12:00 | 0 | 0.567 | 0 | 0
27/10/2020 13:00 | 0 | 1.112 | 0 | 0
27/10/2020 14:00 | 0 | 0.516 | 0 | 0
27/10/2020 15:00 | 0 | 0.837 | 0 | 0
27/10/2020 16:00 | 0 | 0.492 | 0 | 0
27/10/2020 17:00 | 0 | 0.757 | 0 | 0
27/10/2020 18:00 | 0 | 0.806 | 0 | 0
27/10/2020 19:00 | 0 | 0.424 | 0 | 0
27/10/2020 20:00 | 0 | 0.801 | 0 | 0
27/10/2020 21:00 | 0 | 0.599 | 0 | 0
27/10/2020 22:00 | 0 | 0.571 | 0 | 0
27/10/2020 23:00 | 0 | 0.477 | 0 | 0
28/10/2020 00:00 | 0 | 0.256 | 0 | 0
28/10/2020 01:00 | 0 | 0.586 | 0 | 0
28/10/2020 02:00 | 0 | 0.369 | 0 | 0
28/10/2020 03:00 | 0 | 0.372 | 0 | 0
28/10/2020 04:00 | 0 | 0.393 | 0 | 0
28/10/2020 05:00 | 0 | 0.176 | 0 | 0
28/10/2020 06:00 | 0 | 0.239 | 0 | 0
28/10/2020 07:00 | 0 | 0.031 | 0 | 0
28/10/2020 08:00 | 0 | 0.521 | 0 | 0
28/10/2020 09:00 | 0 | 0.206 | 0 | 0
28/10/2020 10:00 | 0 | 0.774 | 0 | 0
28/10/2020 11:00 | 0 | 0.504 | 0 | 0
28/10/2020 12:00 | 0 | 1.052 | 0 | 0
28/10/2020 13:00 | 0 | 0.439 | 0 | 0
28/10/2020 14:00 | 0 | 0.656 | 0 | 0
28/10/2020 15:00 | 0 | 0.612 | 0 | 0
28/10/2020 16:00 | 0 | 0.77 | 0 | 0
28/10/2020 17:00 | 0 | 0.368 | 0 | 0
28/10/2020 18:00 | 0 | 0.527 | 0 | 0
28/10/2020 19:00 | 0 | 0.712 | 0 | 0
28/10/2020 20:00 | 0 | 0.771 | 0 | 0
28/10/2020 21:00 | 0 | 0.302 | 0 | 0
28/10/2020 22:00 | 0 | 0.329 | 0 | 0
28/10/2020 23:00 | 0 | 0.289 | 0 | 0
29/10/2020 00:00 | 0 | 0.38 | 0 | 0
29/10/2020 01:00 | 0 | 0.007 | 0 | 0
29/10/2020 02:00 | 0 | 0.11 | 0 | 0
29/10/2020 03:00 | 0 | 0.252 | 0 | 0
29/10/2020 04:00 | 0 | 0.008 | 0 | 0
29/10/2020 05:00 | 0 | 0.019 | 0 | 0
29/10/2020 06:00 | 0 | 0.041 | 0 | 0
29/10/2020 07:00 | 0 | 0.184 | 0 | 0
29/10/2020 08:00 | 0 | 0.05 | 0 | 0
29/10/2020 09:00 | 0 | 0.175 | 0 | 0
29/10/2020 10:00 | 0 | 0.289 | 0 | 0
29/10/2020 11:00 | 0 | 0.745 | 0 | 0
29/10/2020 12:00 | 0 | 0.759 | 0 | 0
29/10/2020 13:00 | 0 | 0.419 | 0 | 0
29/10/2020 14:00 | 0 | 0.779 | 0 | 0
29/10/2020 15:00 | 0 | 0.28 | 0 | 0
29/10/2020 16:00 | 0 | 0.517 | 0 | 0
29/10/2020 17:00 | 0 | 0.408 | 0 | 0
29/10/2020 18:00 | 0 | 0.511 | 0 | 0
29/10/2020 19:00 | 0 | 0.214 | 0 | 0
29/10/2020 20:00 | 0 | 0.326 | 0 | 0
29/10/2020 21:00 | 0 | 0.898 | 0 | 0
29/10/2020 22:00 | 0 | 0.516 | 0 | 0
29/10/2020 23:00 | 0 | 0.265 | 0 | 0
30/10/2020 00:00 | 0 | 0.419 | 0 | 0
30/10/2020 01:00 | 0 | 0.115 | 0 | 0
30/10/2020 02:00 | 0 | 0.11 | 0 | 0
30/10/2020 03:00 | 0 | 0.007 | 0 | 0
30/10/2020 04:00 | 0 | 0.393 | 0 | 0
30/10/2020 05:00 | 0 | 0.325 | 0 | 0
30/10/2020 06:00 | 0 | 0.103 | 0 | 0
30/10/2020 07:00 | 0 | 0.125 | 0 | 0
30/10/2020 08:00 | 0 | 0.435 | 0 | 0
30/10/2020 09:00 | 0 | 0.097 | 0 | 0
30/10/2020 10:00 | 0 | 0.007 | 0 | 0
30/10/2020 11:00 | 0 | 0.268 | 0 | 0
30/10/2020 12:00 | 0 | 0.341 | 0 | 0
30/10/2020 13:00 | 0 | 0.453 | 0 | 0
30/10/2020 14:00 | 0 | 0.661 | 0 | 0
30/10/2020 15:00 | 0 | 0.732 | 0 | 0
30/10/2020 16:00 | 0 | 0.578 | 0 | 0
30/10/2020 17:00 | 0 | 0.327 | 0 | 0
30/10/2020 18:00 | 0 | 0.42 | 0 | 0
30/10/2020 19:00 | 0 | 0.522 | 0 | 0
30/10/2020 20:00 | 0 | 0.575 | 0 | 0
30/10/2020 21:00 | 0 | 0.62 | 0 | 0
30/10/2020 22:00 | 0 | 0.568 | 0 | 0
30/10/2020 23:00 | 0 | 0.335 | 0 | 0
31/10/2020 00:00 | 0 | 0.245 | 0 | 0
31/10/2020 01:00 | 0 | 0.358 | 0 | 0
31/10/2020 02:00 | 0 | 0.248 | 0 | 0
31/10/2020 03:00 | 0 | 0.253 | 0 | 0
31/10/2020 04:00 | 0 | 0.49 | 0 | 0
31/10/2020 05:00 | 0 | 0.579 | 0 | 0
31/10/2020 06:00 | 0 | 0.09 | 0 | 0
31/10/2020 07:00 | 0 | 0.007 | 0 | 0
31/10/2020 08:00 | 0 | 0.355 | 0 | 0
31/10/2020 09:00 | 0 | 0.007 | 0 | 0
31/10/2020 10:00 | 0 | 0.237 | 0 | 0
31/10/2020 11:00 | 0 | 0.359 | 0 | 0
31/10/2020 12:00 | 0 | 0.239 | 0 | 0
31/10/2020 13:00 | 0 | 0.266 | 0 | 0
31/10/2020 14:00 | 0 | 0.332 | 0 | 0
31/10/2020 15:00 | 0 | 0.221 | 0 | 0
31/10/2020 16:00 | 0 | 0.332 | 0 | 0
31/10/2020 17:00 | 0 | 0.211 | 0 | 0
31/10/2020 18:00 | 0 | 0.33 | 0 | 0
31/10/2020 19:00 | 0 | 0.211 | 0 | 0
31/10/2020 20:00 | 0 | 0.426 | 0 | 0
31/10/2020 21:00 | 0 | 0.298 | 0 | 0
31/10/2020 22:00 | 0 | 0.44 | 0 | 0
31/10/2020 23:00 | 0 | 0.209 | 0 | 0
01/11/2020 00:00 | 0 | 0.151 | 0 | 0
01/11/2020 01:00 | 0 | 0.103 | 0 | 0
01/11/2020 02:00 | 0 | 0.108 | 0 | 0
01/11/2020 03:00 | 0 | 0.323 | 0 | 0
01/11/2020 04:00 | 0 | 0.197 | 0 | 0
01/11/2020 05:00 | 0 | 0.009 | 0 | 0
01/11/2020 06:00 | 0 | 0.009 | 0 | 0
01/11/2020 07:00 | 0 | 0.203 | 0 | 0
01/11/2020 08:00 | 0 | 0.511 | 0 | 0
01/11/2020 09:00 | 0 | 0.219 | 0 | 0
01/11/2020 10:00 | 0 | 0.362 | 0 | 0
01/11/2020 11:00 | 0 | 0.367 | 0 | 0
01/11/2020 12:00 | 0 | 0.17 | 0 | 0
01/11/2020 13:00 | 0 | 0.554 | 0 | 0
01/11/2020 14:00 | 0 | 0.421 | 0 | 0
01/11/2020 15:00 | 0 | 0.344 | 0 | 0
01/11/2020 16:00 | 0 | 0.662 | 0 | 0
01/11/2020 17:00 | 0 | 0.418 | 0 | 0
01/11/2020 18:00 | 0 | 0.408 | 0 | 0
01/11/2020 19:00 | 0 | 0.817 | 0 | 0
01/11/2020 20:00 | 0 | 0.473 | 0 | 0
01/11/2020 21:00 | 0 | 0.329 | 0 | 0
01/11/2020 22:00 | 0 | 0.429 | 0 | 0
01/11/2020 23:00 | 0 | 0.203 | 0 | 0
02/11/2020 00:00 | 0 | 0.113 | 0 | 0
02/11/2020 01:00 | 0 | 0.266 | 0 | 0
02/11/2020 02:00 | 0 | 0.008 | 0 | 0
02/11/2020 03:00 | 0 | 0.007 | 0 | 0
02/11/2020 04:00 | 0 | 0.155 | 0 | 0
02/11/2020 05:00 | 0 | 0.009 | 0 | 0
02/11/2020 06:00 | 0 | 0.098 | 0 | 0
02/11/2020 07:00 | 0 | 0.095 | 0 | 0
02/11/2020 08:00 | 0 | 0.24 | 0 | 0
02/11/2020 09:00 | 0 | 0.109 | 0 | 0
02/11/2020 10:00 | 0 | 0.007 | 0 | 0
02/11/2020 11:00 | 0 | 0.365 | 0 | 0
02/11/2020 12:00 | 0 | 0.097 | 0 | 0
02/11/2020 13:00 | 0 | 0.504 | 0 | 0
02/11/2020 14:00 | 0 | 0.412 | 0 | 0
02/11/2020 15:00 | 0 | 0.557 | 0 | 0
02/11/2020 16:00 | 0 | 0.424 | 0 | 0
02/11/2020 17:00 | 0 | 0.463 | 0 | 0
02/11/2020 18:00 | 0 | 0.884 | 0 | 0
02/11/2020 19:00 | 0 | 0.48 | 0 | 0
02/11/2020 20:00 | 0 | 0.363 | 0 | 0
02/11/2020 21:00 | 0 | 0.73 | 0 | 0
02/11/2020 22:00 | 0 | 0.294 | 0 | 0
02/11/2020 23:00 | 0 | 0.193 | 0 | 0
03/11/2020 00:00 | 0 | 0.193 | 0 | 0
03/11/2020 01:00 | 0 | 0.422 | 0 | 0
03/11/2020 02:00 | 0 | 0.437 | 0 | 0
03/11/2020 03:00 | 0 | 0.115 | 0 | 0
03/11/2020 04:00 | 0 | 0.344 | 0 | 0
03/11/2020 05:00 | 0 | 0.154 | 0 | 0
03/11/2020 06:00 | 0 | 0.481 | 0 | 0
03/11/2020 07:00 | 0 | 0.272 | 0 | 0
03/11/2020 08:00 | 0 | 0.574 | 0 | 0
03/11/2020 09:00 | 0 | 0.127 | 0 | 0
03/11/2020 10:00 | 0 | 0.382 | 0 | 0
03/11/2020 11:00 | 0 | 0.731 | 0 | 0
03/11/2020 12:00 | 0 | 0.611 | 0 | 0
03/11/2020 13:00 | 0 | 0.49 | 0 | 0
03/11/2020 14:00 | 0 | 0.663 | 0 | 0
03/11/2020 15:00 | 0 | 0.443 | 0 | 0
03/11/2020 16:00 | 0 | 0.259 | 0 | 0
03/11/2020 17:00 | 0 | 0.348 | 0 | 0
03/11/2020 18:00 | 0 | 0.201 | 0 | 0
03/11/2020 19:00 | 0 | 0.353 | 0 | 0
03/11/2020 20:00 | 0 | 0.346 | 0 | 0
03/11/2020 21:00 | 0 | 0.551 | 0 | 0
03/11/2020 22:00 | 0 | 0.432 | 0 | 0
03/11/2020 23:00 | 0 | 0.443 | 0 | 0
04/11/2020 00:00 | 0 | 0.245 | 0 | 0
04/11/2020 01:00 | 0 | 0.007 | 0 | 0
04/11/2020 02:00 | 0 | 0.355 | 0 | 0
04/11/2020 03:00 | 0 | 0.089 | 0 | 0
04/11/2020 04:00 | 0 | 0.241 | 0 | 0
04/11/2020 05:00 | 0 | 0.413 | 0 | 0
04/11/2020 06:00 | 0 | 0.36 | 0 | 0
04/11/2020 07:00 | 0 | 0.239 | 0 | 0
04/11/2020 08:00 | 0 | 0.117 | 0 | 0
04/11/2020 09:00 | 0 | 0.354 | 0 | 0
04/11/2020 10:00 | 0 | 0.719 | 0 | 0
04/11/2020 11:00 | 0 | 0.61 | 0 | 0
04/11/2020 12:00 | 0 | 0.5045 | 0 | 0
04/11/2020 13:00 | 0 | 0.706 | 0 | 0
04/11/2020 14:00 | 0 | 0.546 | 0 | 0
04/11/2020 15:00 | 0 | 0.833 | 0 | 0
04/11/2020 16:00 | 0 | 0.578 | 0 | 0
04/11/2020 17:00 | 0 | 0.623 | 0 | 0
04/11/2020 18:00 | 0 | 0.573 | 0 | 0
04/11/2020 19:00 | 0 | 0.715 | 0 | 0
04/11/2020 20:00 | 0 | 0.754 | 0 | 0
04/11/2020 21:00 | 0 | 0.435 | 0 | 0
04/11/2020 22:00 | 0 | 0.415 | 0 | 0
04/11/2020 23:00 | 0 | 0.418 | 0 | 0
05/11/2020 00:00 | 0 | 0.397 | 0 | 0
05/11/2020 01:00 | 0 | 0.531 | 0 | 0
05/11/2020 02:00 | 0 | 0.696 | 0 | 0
05/11/2020 03:00 | 0 | 0.327 | 0 | 0
05/11/2020 04:00 | 0 | 0.555 | 0 | 0
05/11/2020 05:00 | 0 | 0.324 | 0 | 0
05/11/2020 06:00 | 0 | 0.531 | 0 | 0
05/11/2020 07:00 | 0 | 0.459 | 0 | 0
05/11/2020 08:00 | 0 | 0.375 | 0 | 0
05/11/2020 09:00 | 0 | 0.673 | 0 | 0
05/11/2020 10:00 | 0 | 0.412 | 0 | 0
05/11/2020 11:00 | 0 | 0.206 | 0 | 0
05/11/2020 12:00 | 0 | 0.481 | 0 | 0
05/11/2020 13:00 | 0 | 0.786 | 0 | 0
05/11/2020 14:00 | 0 | 1.078 | 0 | 0
05/11/2020 15:00 | 0 | 0.819 | 0 | 0
05/11/2020 16:00 | 0 | 1.109 | 0 | 0
05/11/2020 17:00 | 0 | 0.921 | 0 | 0
05/11/2020 18:00 | 0 | 1.009 | 0 | 0
05/11/2020 19:00 | 0 | 0.981 | 0 | 0
05/11/2020 20:00 | 0 | 0.7 | 0 | 0
05/11/2020 21:00 | 0 | 0.883 | 0 | 0
05/11/2020 22:00 | 0 | 0.577 | 0 | 0
05/11/2020 23:00 | 0 | 0.332 | 0 | 0
06/11/2020 00:00 | 0 | 0.51 | 0 | 0
06/11/2020 01:00 | 0 | 0.096 | 0 | 0
06/11/2020 02:00 | 0 | 0.091 | 0 | 0
06/11/2020 03:00 | 0 | 0.008 | 0 | 0
06/11/2020 04:00 | 0 | 0.112 | 0 | 0
06/11/2020 05:00 | 0 | 0.152 | 0 | 0
06/11/2020 06:00 | 0 | 0.099 | 0 | 0
06/11/2020 07:00 | 0 | 0.146 | 0 | 0
06/11/2020 08:00 | 0 | 0.429 | 0 | 0
06/11/2020 09:00 | 0 | 0.182 | 0 | 0
06/11/2020 10:00 | 0 | 0.201 | 0 | 0
06/11/2020 11:00 | 0 | 0.39 | 0 | 0
06/11/2020 12:00 | 0 | 0.2745 | 0 | 0
06/11/2020 13:00 | 0 | 2.407 | 0 | 0
06/11/2020 14:00 | 0 | 0.476 | 0 | 0
06/11/2020 15:00 | 0 | 0.482 | 0 | 0
06/11/2020 16:00 | 0 | 0.518 | 0 | 0
06/11/2020 17:00 | 0 | 0.477 | 0 | 0
06/11/2020 18:00 | 0 | 0.734 | 0 | 0
06/11/2020 19:00 | 0 | 0.456 | 0 | 0
06/11/2020 20:00 | 0 | 0.786 | 0 | 0
06/11/2020 21:00 | 0 | 0.496 | 0 | 0
06/11/2020 22:00 | 0 | 0.388 | 0 | 0
06/11/2020 23:00 | 0 | 0.525 | 0 | 0
07/11/2020 00:00 | 0 | 0.358 | 0 | 0
07/11/2020 01:00 | 0 | 0.286 | 0 | 0
07/11/2020 02:00 | 0 | 0.316 | 0 | 0
07/11/2020 03:00 | 0 | 0.091 | 0 | 0
07/11/2020 04:00 | 0 | 0.2945 | 0 | 0
07/11/2020 05:00 | 0 | 0.13074 | 0 | 0
07/11/2020 06:00 | 0 | 0.13035 | 0 | 0
07/11/2020 07:00 | 0 | 0.12996 | 0 | 0
07/11/2020 08:00 | 0 | 0.12957 | 0 | 0
07/11/2020 09:00 | 0 | 0.12918 | 0 | 0
07/11/2020 10:00 | 0 | 0.1288 | 0 | 0
07/11/2020 11:00 | 0 | 0.12841 | 0 | 0
07/11/2020 12:00 | 0 | 0.12802 | 0 | 0
07/11/2020 13:00 | 0 | 0.12763 | 0 | 0
07/11/2020 14:00 | 0 | 0.12725 | 0 | 0
07/11/2020 15:00 | 0 | 0.12686 | 0 | 0
07/11/2020 16:00 | 0 | 0.12647 | 0 | 0
07/11/2020 17:00 | 0 | 0.12608 | 0 | 0
07/11/2020 18:00 | 0 | 0.12569 | 0 | 0
07/11/2020 19:00 | 0 | 0.12531 | 0 | 0
07/11/2020 20:00 | 0 | 0.12492 | 0 | 0
07/11/2020 21:00 | 0 | 0.12453 | 0 | 0
07/11/2020 22:00 | 0 | 0.12414 | 0 | 0
07/11/2020 23:00 | 0 | 0.12376 | 0 | 0
08/11/2020 00:00 | 0 | 0.12337 | 0 | 0
08/11/2020 01:00 | 0 | 0.12298 | 0 | 0
08/11/2020 02:00 | 0 | 0.12259 | 0 | 0
08/11/2020 03:00 | 0 | 0.1222 | 0 | 0
08/11/2020 04:00 | 0 | 0.12182 | 0 | 0
08/11/2020 05:00 | 0 | 0.12143 | 0 | 0
08/11/2020 06:00 | 0 | 0.12104 | 0 | 0
08/11/2020 07:00 | 0 | 0.12065 | 0 | 0
08/11/2020 08:00 | 0 | 0.12027 | 0 | 0
08/11/2020 09:00 | 0 | 0.11988 | 0 | 0
08/11/2020 10:00 | 0 | 0.11949 | 0 | 0
08/11/2020 11:00 | 0 | 0.1191 | 0 | 0
08/11/2020 12:00 | 0 | 0.11871 | 0 | 0
08/11/2020 13:00 | 0 | 0.11833 | 0 | 0
08/11/2020 14:00 | 0 | 0.11794 | 0 | 0
08/11/2020 15:00 | 0 | 0.11755 | 0 | 0
08/11/2020 16:00 | 0 | 0.11716 | 0 | 0
08/11/2020 17:00 | 0 | 0.11678 | 0 | 0
08/11/2020 18:00 | 0 | 0.11639 | 0 | 0
08/11/2020 19:00 | 0 | 0.116 | 0 | 0
08/11/2020 20:00 | 0 | 0.11561 | 0 | 0
08/11/2020 21:00 | 0 | 0.11523 | 0 | 0
08/11/2020 22:00 | 0 | 0.11484 | 0 | 0
08/11/2020 23:00 | 0 | 0.11445 | 0 | 0
09/11/2020 00:00 | 0 | 0.11406 | 0 | 0
09/11/2020 01:00 | 0 | 0.11367 | 0 | 0
09/11/2020 02:00 | 0 | 0.11329 | 0 | 0
09/11/2020 03:00 | 0 | 0.1129 | 0 | 0
09/11/2020 04:00 | 0 | 0.11251 | 0 | 0
09/11/2020 05:00 | 0 | 0.11212 | 0 | 0
09/11/2020 06:00 | 0 | 0.11174 | 0 | 0
09/11/2020 07:00 | 0 | 0.11135 | 0 | 0
09/11/2020 08:00 | 0 | 0.11096 | 0 | 0
09/11/2020 09:00 | 0 | 0.11057 | 0 | 0
09/11/2020 10:00 | 0 | 0.11018 | 0 | 0
09/11/2020 11:00 | 0 | 0.1098 | 0 | 0
09/11/2020 12:00 | 0 | 0.10941 | 0 | 0
09/11/2020 13:00 | 0 | 0.10902 | 0 | 0
09/11/2020 14:00 | 0 | 0.10863 | 0 | 0
09/11/2020 15:00 | 0 | 0.10825 | 0 | 0
09/11/2020 16:00 | 0 | 0.10786 | 0 | 0
09/11/2020 17:00 | 0 | 0.10747 | 0 | 0
09/11/2020 18:00 | 0 | 0.10708 | 0 | 0
09/11/2020 19:00 | 0 | 0.10669 | 0 | 0
09/11/2020 20:00 | 0 | 0.10631 | 0 | 0
09/11/2020 21:00 | 0 | 0.10592 | 0 | 0
09/11/2020 22:00 | 0 | 0.10553 | 0 | 0
09/11/2020 23:00 | 0 | 0.10514 | 0 | 0
10/11/2020 00:00 | 0 | 0.10476 | 0 | 0
10/11/2020 01:00 | 0 | 0.10437 | 0 | 0
10/11/2020 02:00 | 0 | 0.019 | 0 | 0
10/11/2020 03:00 | 0 | 0.026504 | 0 | 0
10/11/2020 04:00 | 0 | 0.038267 | 0 | 0
10/11/2020 05:00 | 0 | 0.05003 | 0 | 0
10/11/2020 06:00 | 0 | 0.061794 | 0 | 0
10/11/2020 07:00 | 0 | 0.073557 | 0 | 0
10/11/2020 08:00 | 0 | 0.08532 | 0 | 0
10/11/2020 09:00 | 0 | 0.097084 | 0 | 0
10/11/2020 10:00 | 0 | 0.10885 | 0 | 0
10/11/2020 11:00 | 0 | 0.12061 | 0 | 0
10/11/2020 12:00 | 0 | 0.13237 | 0 | 0
10/11/2020 13:00 | 0 | 0.14414 | 0 | 0
10/11/2020 14:00 | 0 | 0.1559 | 0 | 0
10/11/2020 15:00 | 0 | 0.16766 | 0 | 0
10/11/2020 16:00 | 0 | 0.17943 | 0 | 0
10/11/2020 17:00 | 0 | 0.19119 | 0 | 0
10/11/2020 18:00 | 0 | 0.20295 | 0 | 0
10/11/2020 19:00 | 0 | 0.21472 | 0 | 0
10/11/2020 20:00 | 0 | 0.22648 | 0 | 0
10/11/2020 21:00 | 0 | 0.23824 | 0 | 0
10/11/2020 22:00 | 0 | 0.25001 | 0 | 0
10/11/2020 23:00 | 0 | 0.26177 | 0 | 0
11/11/2020 00:00 | 0 | 0.27353 | 0 | 0
11/11/2020 01:00 | 0 | 0.2853 | 0 | 0
11/11/2020 02:00 | 0 | 0.29706 | 0 | 0
11/11/2020 03:00 | 0 | 0.30882 | 0 | 0
11/11/2020 04:00 | 0 | 0.32059 | 0 | 0
11/11/2020 05:00 | 0 | 0.33235 | 0 | 0
11/11/2020 06:00 | 0 | 0.34411 | 0 | 0
11/11/2020 07:00 | 0 | 0.35588 | 0 | 0
11/11/2020 08:00 | 0 | 0.36764 | 0 | 0
11/11/2020 09:00 | 0 | 0.3794 | 0 | 0
11/11/2020 10:00 | 0 | 0.39117 | 0 | 0
11/11/2020 11:00 | 0 | 0.40293 | 0 | 0
11/11/2020 12:00 | 0 | 0.41469 | 0 | 0
11/11/2020 13:00 | 0 | 0.42646 | 0 | 0
11/11/2020 14:00 | 0 | 0.43822 | 0 | 0
11/11/2020 15:00 | 0 | 0.44998 | 0 | 0
11/11/2020 16:00 | 0 | 0.46175 | 0 | 0
11/11/2020 17:00 | 0 | 0.47351 | 0 | 0
11/11/2020 18:00 | 0 | 0.48527 | 0 | 0
11/11/2020 19:00 | 0 | 0.49704 | 0 | 0
11/11/2020 20:00 | 0 | 0.5088 | 0 | 0
11/11/2020 21:00 | 0 | 0.399 | 0 | 0
11/11/2020 22:00 | 0 | 0.155 | 0 | 0
11/11/2020 23:00 | 0 | 0.484 | 0 | 0
12/11/2020 00:00 | 0 | 0.094 | 0 | 0
12/11/2020 01:00 | 0 | 0.009 | 0 | 0
12/11/2020 02:00 | 0 | 0.011 | 0 | 0
12/11/2020 03:00 | 0 | 0.353 | 0 | 0
12/11/2020 04:00 | 0 | 0.256 | 0 | 0
12/11/2020 05:00 | 0 | 0.88 | 0 | 0
12/11/2020 06:00 | 0 | 0.416 | 0 | 0
12/11/2020 07:00 | 0 | 0.26 | 0 | 0
12/11/2020 08:00 | 0 | 0.33499 | 0 | 0
12/11/2020 09:00 | 0 | 0.33486 | 0 | 0
12/11/2020 10:00 | 0 | 0.33473 | 0 | 0
12/11/2020 11:00 | 0 | 0.33461 | 0 | 0
12/11/2020 12:00 | 0 | 0.33448 | 0 | 0
12/11/2020 13:00 | 0 | 0.33435 | 0 | 0
12/11/2020 14:00 | 0 | 0.33422 | 0 | 0
12/11/2020 15:00 | 0 | 0.3341 | 0 | 0
12/11/2020 16:00 | 0 | 0.396 | 0 | 0
12/11/2020 17:00 | 0 | 0.506 | 0 | 0
12/11/2020 18:00 | 0 | 0.263 | 0 | 0
12/11/2020 19:00 | 0 | 2.47 | 0 | 0
12/11/2020 20:00 | 0 | 0.732 | 0 | 0
12/11/2020 21:00 | 0 | 0.388 | 0 | 0
12/11/2020 22:00 | 0 | 0.468 | 0 | 0
12/11/2020 23:00 | 0 | 0.184 | 0 | 0
13/11/2020 00:00 | 0 | 0.418 | 0 | 0
13/11/2020 01:00 | 0 | 0.027 | 0 | 0
13/11/2020 02:00 | 0 | 0.392 | 0 | 0
13/11/2020 03:00 | 0 | 0.111 | 0 | 0
13/11/2020 04:00 | 0 | 0.25 | 0 | 0
13/11/2020 05:00 | 0 | 0.181 | 0 | 0
13/11/2020 06:00 | 0 | 0.141 | 0 | 0
13/11/2020 07:00 | 0 | 0.065 | 0 | 0
13/11/2020 08:00 | 0 | 0.228 | 0 | 0
13/11/2020 09:00 | 0 | 0.478 | 0 | 0
13/11/2020 10:00 | 0 | 1.086 | 0 | 0
13/11/2020 11:00 | 0 | 0.553 | 0 | 0
13/11/2020 12:00 | 0 | 0.4245 | 0 | 0
13/11/2020 13:00 | 0 | 0.05 | 0 | 0
13/11/2020 14:00 | 0 | 0.646 | 0 | 0
13/11/2020 15:00 | 0 | 0.341 | 0 | 0
13/11/2020 16:00 | 0 | 0.197 | 0 | 0
13/11/2020 17:00 | 0 | 0.352 | 0 | 0
13/11/2020 18:00 | 0 | 0.302 | 0 | 0
13/11/2020 19:00 | 0 | 0.095 | 0 | 0
13/11/2020 20:00 | 0 | 0.23 | 0 | 0
13/11/2020 21:00 | 0 | 0.379 | 0 | 0
13/11/2020 22:00 | 0 | 0.6 | 0 | 0
13/11/2020 23:00 | 0 | 0.457 | 0 | 0
14/11/2020 00:00 | 0 | 0.595 | 0 | 0
14/11/2020 01:00 | 0 | 0.322 | 0 | 0
14/11/2020 02:00 | 0 | 0.531 | 0 | 0
14/11/2020 03:00 | 0 | 0.47 | 0 | 0
14/11/2020 04:00 | 0 | 0.642 | 0 | 0
14/11/2020 05:00 | 0 | 0.323 | 0 | 0
14/11/2020 06:00 | 0 | 0.72 | 0 | 0
14/11/2020 07:00 | 0 | 0.113 | 0 | 0
14/11/2020 08:00 | 0 | 0.587 | 0 | 0
14/11/2020 09:00 | 0 | 0.282 | 0 | 0
14/11/2020 10:00 | 0 | 0.441 | 0 | 0
14/11/2020 11:00 | 0 | 0.372 | 0 | 0
14/11/2020 12:00 | 0 | 0.257 | 0 | 0
14/11/2020 13:00 | 0 | 0.523 | 0 | 0
14/11/2020 14:00 | 0 | 0.588 | 0 | 0
14/11/2020 15:00 | 0 | 0.532 | 0 | 0
14/11/2020 16:00 | 0 | 0.792 | 0 | 0
14/11/2020 17:00 | 0 | 0.849 | 0 | 0
14/11/2020 18:00 | 0 | 0.518 | 0 | 0
14/11/2020 19:00 | 0 | 0.667 | 0 | 0
14/11/2020 20:00 | 0 | 0.771 | 0 | 0
14/11/2020 21:00 | 0 | 0.713 | 0 | 0
14/11/2020 22:00 | 0 | 0.657 | 0 | 0
14/11/2020 23:00 | 0 | 0.511 | 0 | 0
15/11/2020 00:00 | 0 | 0.409 | 0 | 0
15/11/2020 01:00 | 0 | 0.656 | 0 | 0
15/11/2020 02:00 | 0 | 0.426 | 0 | 0
15/11/2020 03:00 | 0 | 0.272 | 0 | 0
15/11/2020 04:00 | 0 | 0.191 | 0 | 0
15/11/2020 05:00 | 0 | 0.132 | 0 | 0
15/11/2020 06:00 | 0 | 0.467 | 0 | 0
15/11/2020 07:00 | 0 | 0.113 | 0 | 0
15/11/2020 08:00 | 0 | 0.112 | 0 | 0
15/11/2020 09:00 | 0 | 0.272 | 0 | 0
15/11/2020 10:00 | 0 | 0.313 | 0 | 0
15/11/2020 11:00 | 0 | 0.598 | 0 | 0
15/11/2020 12:00 | 0 | 0.811 | 0 | 0
15/11/2020 13:00 | 0 | 0.116 | 0 | 0
15/11/2020 14:00 | 0 | 0.935 | 0 | 0
15/11/2020 15:00 | 0 | 0.414 | 0 | 0
15/11/2020 16:00 | 0 | 0.74 | 0 | 0
15/11/2020 17:00 | 0 | 0.478 | 0 | 0
15/11/2020 18:00 | 0 | 0.445 | 0 | 0
15/11/2020 19:00 | 0 | 0.87 | 0 | 0
15/11/2020 20:00 | 0 | 0.834 | 0 | 0
15/11/2020 21:00 | 0 | 0.556 | 0 | 0
15/11/2020 22:00 | 0 | 0.49 | 0 | 0
15/11/2020 23:00 | 0 | 0.3345 | 0 | 0
16/11/2020 00:00 | 0 | 0.52 | 0 | 0
16/11/2020 01:00 | 0 | 0.356 | 0 | 0
16/11/2020 02:00 | 0 | 0.45 | 0 | 0
16/11/2020 03:00 | 0 | 0.261 | 0 | 0
16/11/2020 04:00 | 0 | 0.241 | 0 | 0
16/11/2020 05:00 | 0 | 0.098 | 0 | 0
16/11/2020 06:00 | 0 | 0.096 | 0 | 0
16/11/2020 07:00 | 0 | 0.066 | 0 | 0
16/11/2020 08:00 | 0 | 0.125 | 0 | 0
16/11/2020 09:00 | 0 | 0.256 | 0 | 0
16/11/2020 10:00 | 0 | 0.231 | 0 | 0
16/11/2020 11:00 | 0 | 0.461 | 0 | 0
16/11/2020 12:00 | 0 | 0.351 | 0 | 0
16/11/2020 13:00 | 0 | 0.328 | 0 | 0
16/11/2020 14:00 | 0 | 0.206 | 0 | 0
16/11/2020 15:00 | 0 | 0.513 | 0 | 0
16/11/2020 16:00 | 0 | 0.295 | 0 | 0
16/11/2020 17:00 | 0 | 0.518 | 0 | 0
16/11/2020 18:00 | 0 | 0.169 | 0 | 0
16/11/2020 19:00 | 0 | 0.455 | 0 | 0
16/11/2020 20:00 | 0 | 0.119 | 0 | 0
16/11/2020 21:00 | 0 | 0.359 | 0 | 0
16/11/2020 22:00 | 0 | 0.13 | 0 | 0
16/11/2020 23:00 | 0 | 0.192 | 0 | 0
17/11/2020 00:00 | 0 | 0.097 | 0 | 0
17/11/2020 01:00 | 0 | 0.193 | 0 | 0
17/11/2020 02:00 | 0 | 0.098 | 0 | 0
17/11/2020 03:00 | 0 | 0.043 | 0 | 0
17/11/2020 04:00 | 0 | 0.207 | 0 | 0
17/11/2020 05:00 | 0 | 0.212 | 0 | 0
17/11/2020 06:00 | 0 | 0.403 | 0 | 0
17/11/2020 07:00 | 0 | 0.229 | 0 | 0
17/11/2020 08:00 | 0 | 0.139 | 0 | 0
17/11/2020 09:00 | 0 | 0.259 | 0 | 0
17/11/2020 10:00 | 0 | 0.26 | 0 | 0
17/11/2020 11:00 | 0 | 0.365 | 0 | 0
17/11/2020 12:00 | 0 | 0.149 | 0 | 0
17/11/2020 13:00 | 0 | 0.401 | 0 | 0
17/11/2020 14:00 | 0 | 0.729 | 0 | 0
17/11/2020 15:00 | 0 | 0.362 | 0 | 0
17/11/2020 16:00 | 0 | 0.3805 | 0 | 0
17/11/2020 17:00 | 0 | 0.833 | 0 | 0
17/11/2020 18:00 | 0 | 0.401 | 0 | 0
17/11/2020 19:00 | 0 | 0.674 | 0 | 0
17/11/2020 20:00 | 0 | 0.807 | 0 | 0
17/11/2020 21:00 | 0 | 0.412 | 0 | 0
17/11/2020 22:00 | 0 | 0.517 | 0 | 0
17/11/2020 23:00 | 0 | 0.379 | 0 | 0
18/11/2020 00:00 | 0 | 0.385 | 0 | 0
18/11/2020 01:00 | 0 | 0.355 | 0 | 0
18/11/2020 02:00 | 0 | 0.346 | 0 | 0
18/11/2020 03:00 | 0 | 0.427 | 0 | 0
18/11/2020 04:00 | 0 | 0.282 | 0 | 0
18/11/2020 05:00 | 0 | 0.106 | 0 | 0
18/11/2020 06:00 | 0 | 0.165 | 0 | 0
18/11/2020 07:00 | 0 | 0.112 | 0 | 0
18/11/2020 08:00 | 0 | 0.506 | 0 | 0
18/11/2020 09:00 | 0 | 0.031 | 0 | 0
18/11/2020 10:00 | 0 | 0.461 | 0 | 0
18/11/2020 11:00 | 0 | 0.007 | 0 | 0
18/11/2020 12:00 | 0 | 0.396 | 0 | 0
18/11/2020 13:00 | 0 | 0.008 | 0 | 0
18/11/2020 14:00 | 0 | 0.405 | 0 | 0
18/11/2020 15:00 | 0 | 0.123 | 0 | 0
18/11/2020 16:00 | 0 | 0.39 | 0 | 0
18/11/2020 17:00 | 0 | 0.388 | 0 | 0
18/11/2020 18:00 | 0 | 0.361 | 0 | 0
18/11/2020 19:00 | 0 | 0.181 | 0 | 0
18/11/2020 20:00 | 0 | 0.356 | 0 | 0
18/11/2020 21:00 | 0 | 0.39 | 0 | 0
18/11/2020 22:00 | 0 | 0.128 | 0 | 0
18/11/2020 23:00 | 0 | 0.248 | 0 | 0
19/11/2020 00:00 | 0 | 0.009 | 0 | 0
19/11/2020 01:00 | 0 | 0.435 | 0 | 0
19/11/2020 02:00 | 0 | 0.152 | 0 | 0
19/11/2020 03:00 | 0 | 0.243 | 0 | 0
19/11/2020 04:00 | 0 | 0.265 | 0 | 0
19/11/2020 05:00 | 0 | 0.323 | 0 | 0
19/11/2020 06:00 | 0 | 0.11 | 0 | 0
19/11/2020 07:00 | 0 | 0.174 | 0 | 0
19/11/2020 08:00 | 0 | 0.441 | 0 | 0
19/11/2020 09:00 | 0 | 0.165 | 0 | 0
19/11/2020 10:00 | 0 | 0.356 | 0 | 0
19/11/2020 11:00 | 0 | 0.216 | 0 | 0
19/11/2020 12:00 | 0 | 0.093 | 0 | 0
19/11/2020 13:00 | 0 | 0.613 | 0 | 0
19/11/2020 14:00 | 0 | 0.096 | 0 | 0
19/11/2020 15:00 | 0 | 0.393 | 0 | 0
19/11/2020 16:00 | 0 | 0.082 | 0 | 0
19/11/2020 17:00 | 0 | 0.597 | 0 | 0
19/11/2020 18:00 | 0 | 0.597 | 0 | 0
19/11/2020 19:00 | 0 | 0.413 | 0 | 0
19/11/2020 20:00 | 0 | 0.765 | 0 | 0
19/11/2020 21:00 | 0 | 0.65 | 0 | 0
19/11/2020 22:00 | 0 | 0.679 | 0 | 0
19/11/2020 23:00 | 0 | 0.225 | 0 | 0
20/11/2020 00:00 | 0 | 0.581 | 0 | 0
20/11/2020 01:00 | 0 | 0.226 | 0 | 0
20/11/2020 02:00 | 0 | 0.367 | 0 | 0
20/11/2020 03:00 | 0 | 0.444 | 0 | 0
20/11/2020 04:00 | 0 | 0.376 | 0 | 0
20/11/2020 05:00 | 0 | 0.064 | 0 | 0
20/11/2020 06:00 | 0 | 0.122 | 0 | 0
20/11/2020 07:00 | 0 | 0.194 | 0 | 0
20/11/2020 08:00 | 0 | 0.118 | 0 | 0
20/11/2020 09:00 | 0 | 0.289 | 0 | 0
20/11/2020 10:00 | 0 | 0.256 | 0 | 0
20/11/2020 11:00 | 0 | 0.25 | 0 | 0
20/11/2020 12:00 | 0 | 0.894 | 0 | 0
20/11/2020 13:00 | 0 | 0.715 | 0 | 0
20/11/2020 14:00 | 0 | 0.658 | 0 | 0
20/11/2020 15:00 | 0 | 0.634 | 0 | 0
20/11/2020 16:00 | 0 | 0.523 | 0 | 0
20/11/2020 17:00 | 0 | 0.518 | 0 | 0
20/11/2020 18:00 | 0 | 0.142 | 0 | 0
20/11/2020 19:00 | 0 | 0.891 | 0 | 0
20/11/2020 20:00 | 0 | 0.564 | 0 | 0
20/11/2020 21:00 | 0 | 0.981 | 0 | 0
20/11/2020 22:00 | 0 | 0.574 | 0 | 0
20/11/2020 23:00 | 0 | 0.565 | 0 | 0
21/11/2020 00:00 | 0 | 0.518 | 0 | 0
21/11/2020 01:00 | 0 | 0.589 | 0 | 0
21/11/2020 02:00 | 0 | 0.731 | 0 | 0
21/11/2020 03:00 | 0 | 0.261 | 0 | 0
21/11/2020 04:00 | 0 | 0.203 | 0 | 0
21/11/2020 05:00 | 0 | 0.255 | 0 | 0
21/11/2020 06:00 | 0 | 0.056 | 0 | 0
21/11/2020 07:00 | 0 | 0.346 | 0 | 0
21/11/2020 08:00 | 0 | 0.116 | 0 | 0
21/11/2020 09:00 | 0 | 0.581 | 0 | 0
21/11/2020 10:00 | 0 | 0.1825 | 0 | 0
21/11/2020 11:00 | 0 | 0.503 | 0 | 0
21/11/2020 12:00 | 0 | 0.61 | 0 | 0
21/11/2020 13:00 | 0 | 0.56 | 0 | 0
21/11/2020 14:00 | 0 | 0.557 | 0 | 0
21/11/2020 15:00 | 0 | 0.755 | 0 | 0
21/11/2020 16:00 | 0 | 0.54 | 0 | 0
21/11/2020 17:00 | 0 | 0.497 | 0 | 0
21/11/2020 18:00 | 0 | 0.501 | 0 | 0
21/11/2020 19:00 | 0 | 0.462 | 0 | 0
21/11/2020 20:00 | 0 | 0.47 | 0 | 0
21/11/2020 21:00 | 0 | 0.83 | 0 | 0
21/11/2020 22:00 | 0 | 0.487 | 0 | 0
21/11/2020 23:00 | 0 | 0.65 | 0 | 0
22/11/2020 00:00 | 0 | 0.367 | 0 | 0
22/11/2020 01:00 | 0 | 0.37 | 0 | 0
22/11/2020 02:00 | 0 | 0.36 | 0 | 0
22/11/2020 03:00 | 0 | 0.298 | 0 | 0
22/11/2020 04:00 | 0 | 0.385 | 0 | 0
22/11/2020 05:00 | 0 | 0.43 | 0 | 0
22/11/2020 06:00 | 0 | 0.365 | 0 | 0
22/11/2020 07:00 | 0 | 0.492 | 0 | 0
22/11/2020 08:00 | 0 | 0.768 | 0 | 0
22/11/2020 09:00 | 0 | 2.126 | 0 | 0
22/11/2020 10:00 | 0 | 0.607 | 0 | 0
22/11/2020 11:00 | 0 | 0.673 | 0 | 0
22/11/2020 12:00 | 0 | 0.917 | 0 | 0
22/11/2020 13:00 | 0 | 0.427 | 0 | 0
22/11/2020 14:00 | 0 | 0.379 | 0 | 0
22/11/2020 15:00 | 0 | 0.504 | 0 | 0
22/11/2020 16:00 | 0 | 0.368 | 0 | 0
22/11/2020 17:00 | 0 | 0.799 | 0 | 0
22/11/2020 18:00 | 0 | 0.433 | 0 | 0
22/11/2020 19:00 | 0 | 0.707 | 0 | 0
22/11/2020 20:00 | 0 | 0.744 | 0 | 0
22/11/2020 21:00 | 0 | 0.75 | 0 | 0
22/11/2020 22:00 | 0 | 0.456 | 0 | 0
22/11/2020 23:00 | 0 | 0.658 | 0 | 0
23/11/2020 00:00 | 0 | 0.451 | 0 | 0
23/11/2020 01:00 | 0 | 0.449 | 0 | 0
23/11/2020 02:00 | 0 | 0.375 | 0 | 0
23/11/2020 03:00 | 0 | 0.259 | 0 | 0
23/11/2020 04:00 | 0 | 0.393 | 0 | 0
23/11/2020 05:00 | 0 | 0.349 | 0 | 0
23/11/2020 06:00 | 0 | 0.381 | 0 | 0
23/11/2020 07:00 | 0 | 0.55167 | 0 | 0
23/11/2020 08:00 | 0 | 0.329 | 0 | 0
23/11/2020 09:00 | 0 | 0.818 | 0 | 0
23/11/2020 10:00 | 0 | 0.519 | 0 | 0
23/11/2020 11:00 | 0 | 0.712 | 0 | 0
23/11/2020 12:00 | 0 | 0.733 | 0 | 0
23/11/2020 13:00 | 0 | 0.604 | 0 | 0
23/11/2020 14:00 | 0 | 0.263 | 0 | 0
23/11/2020 15:00 | 0 | 0.446 | 0 | 0
23/11/2020 16:00 | 0 | 0.596 | 0 | 0
23/11/2020 17:00 | 0 | 0.506 | 0 | 0
23/11/2020 18:00 | 0 | 0.103 | 0 | 0
23/11/2020 19:00 | 0 | 0.56 | 0 | 0
23/11/2020 20:00 | 0 | 0.619 | 0 | 0
23/11/2020 21:00 | 0 | 0.875 | 0 | 0
23/11/2020 22:00 | 0 | 0.62 | 0 | 0
23/11/2020 23:00 | 0 | 0.197 | 0 | 0
24/11/2020 00:00 | 0 | 0.293 | 0 | 0
24/11/2020 01:00 | 0 | 0.528 | 0 | 0
24/11/2020 02:00 | 0 | 0.279 | 0 | 0
24/11/2020 03:00 | 0 | 0.34 | 0 | 0
24/11/2020 04:00 | 0 | 0.117 | 0 | 0
24/11/2020 05:00 | 0 | 0.045 | 0 | 0
24/11/2020 06:00 | 0 | 0.492 | 0 | 0
24/11/2020 07:00 | 0 | 0.352 | 0 | 0
24/11/2020 08:00 | 0 | 0.463 | 0 | 0
24/11/2020 09:00 | 0 | 0.029 | 0 | 0
24/11/2020 10:00 | 0 | 0.157 | 0 | 0
24/11/2020 11:00 | 0 | 0.544 | 0 | 0
24/11/2020 12:00 | 0 | 0.121 | 0 | 0
24/11/2020 13:00 | 0 | 0.528 | 0 | 0
24/11/2020 14:00 | 0 | 0.24 | 0 | 0
24/11/2020 15:00 | 0 | 0.245 | 0 | 0
24/11/2020 16:00 | 0 | 0.492 | 0 | 0
24/11/2020 17:00 | 0 | 0.095 | 0 | 0
24/11/2020 18:00 | 0 | 0.368 | 0 | 0
24/11/2020 19:00 | 0 | 0.118 | 0 | 0
24/11/2020 20:00 | 0 | 0.617 | 0 | 0
24/11/2020 21:00 | 0 | 0.284 | 0 | 0
24/11/2020 22:00 | 0 | 0.481 | 0 | 0
24/11/2020 23:00 | 0 | 0.433 | 0 | 0
25/11/2020 00:00 | 0 | 0.67 | 0 | 0
25/11/2020 01:00 | 0 | 0.334 | 0 | 0
25/11/2020 02:00 | 0 | 0.341 | 0 | 0
25/11/2020 03:00 | 0 | 0.155 | 0 | 0
25/11/2020 04:00 | 0 | 0.089 | 0 | 0
25/11/2020 05:00 | 0 | 0.098 | 0 | 0
25/11/2020 06:00 | 0 | 0.237 | 0 | 0
25/11/2020 07:00 | 0 | 0.026 | 0 | 0
25/11/2020 08:00 | 0 | 0.336 | 0 | 0
25/11/2020 09:00 | 0 | 0.242 | 0 | 0
25/11/2020 10:00 | 0 | 0.324 | 0 | 0
25/11/2020 11:00 | 0 | 0.251 | 0 | 0
25/11/2020 12:00 | 0 | 0.326 | 0 | 0
25/11/2020 13:00 | 0 | 0.275 | 0 | 0
25/11/2020 14:00 | 0 | 0.325 | 0 | 0
25/11/2020 15:00 | 0 | 0.396 | 0 | 0
25/11/2020 16:00 | 0 | 0.55 | 0 | 0
25/11/2020 17:00 | 0 | 0.294 | 0 | 0
25/11/2020 18:00 | 0 | 0.658 | 0 | 0
25/11/2020 19:00 | 0 | 0.628 | 0 | 0
25/11/2020 20:00 | 0 | 0.441 | 0 | 0
25/11/2020 21:00 | 0 | 0.387 | 0 | 0
25/11/2020 22:00 | 0 | 0.542 | 0 | 0
25/11/2020 23:00 | 0 | 0.008 | 0 | 0
26/11/2020 00:00 | 0 | 0.241 | 0 | 0
26/11/2020 01:00 | 0 | 0.316 | 0 | 0
26/11/2020 02:00 | 0 | 0.097 | 0 | 0
26/11/2020 03:00 | 0 | 0.111 | 0 | 0
26/11/2020 04:00 | 0 | 0.125 | 0 | 0
26/11/2020 05:00 | 0 | 0.482 | 0 | 0
26/11/2020 06:00 | 0 | 0.319 | 0 | 0
26/11/2020 07:00 | 0 | 0.383 | 0 | 0
26/11/2020 08:00 | 0 | 0.117 | 0 | 0
26/11/2020 09:00 | 0 | 0.475 | 0 | 0
26/11/2020 10:00 | 0 | 1.131 | 0 | 0
26/11/2020 11:00 | 0 | 0.652 | 0 | 0
26/11/2020 12:00 | 0 | 0.45 | 0 | 0
26/11/2020 13:00 | 0 | 0.424 | 0 | 0
26/11/2020 14:00 | 0 | 0.15 | 0 | 0
26/11/2020 15:00 | 0 | 0.081 | 0 | 0
26/11/2020 16:00 | 0 | 0.53 | 0 | 0
26/11/2020 17:00 | 0 | 0.225 | 0 | 0
26/11/2020 18:00 | 0 | 0.344 | 0 | 0
26/11/2020 19:00 | 0 | 0.183 | 0 | 0
26/11/2020 20:00 | 0 | 0.341 | 0 | 0
26/11/2020 21:00 | 0 | 0.277 | 0 | 0
26/11/2020 22:00 | 0 | 0.256 | 0 | 0
26/11/2020 23:00 | 0 | 0.134 | 0 | 0
27/11/2020 00:00 | 0 | 0.161 | 0 | 0
27/11/2020 01:00 | 0 | 0.109 | 0 | 0
27/11/2020 02:00 | 0 | 0.258 | 0 | 0
27/11/2020 03:00 | 0 | 0.257 | 0 | 0
27/11/2020 04:00 | 0 | 0.328 | 0 | 0
27/11/2020 05:00 | 0 | 0.551 | 0 | 0
27/11/2020 06:00 | 0 | 0.024 | 0 | 0
27/11/2020 07:00 | 0 | 0.494 | 0 | 0
27/11/2020 08:00 | 0 | 0.157 | 0 | 0
27/11/2020 09:00 | 0 | 0.095 | 0 | 0
27/11/2020 10:00 | 0 | 0.1265 | 0 | 0
27/11/2020 11:00 | 0 | 0.258 | 0 | 0
27/11/2020 12:00 | 0 | 0.387 | 0 | 0
27/11/2020 13:00 | 0 | 0.134 | 0 | 0
27/11/2020 14:00 | 0 | 0.313 | 0 | 0
27/11/2020 15:00 | 0 | 0.707 | 0 | 0
27/11/2020 16:00 | 0 | 0.251 | 0 | 0
27/11/2020 17:00 | 0 | 0.744 | 0 | 0
27/11/2020 18:00 | 0 | 0.209 | 0 | 0
27/11/2020 19:00 | 0 | 0.426 | 0 | 0
27/11/2020 20:00 | 0 | 0.462 | 0 | 0
27/11/2020 21:00 | 0 | 0.448 | 0 | 0
27/11/2020 22:00 | 0 | 0.232 | 0 | 0
27/11/2020 23:00 | 0 | 0.741 | 0 | 0
28/11/2020 00:00 | 0 | 0.207 | 0 | 0
28/11/2020 01:00 | 0 | 0.481 | 0 | 0
28/11/2020 02:00 | 0 | 0.114 | 0 | 0
28/11/2020 03:00 | 0 | 0.441 | 0 | 0
28/11/2020 04:00 | 0 | 0.268 | 0 | 0
28/11/2020 05:00 | 0 | 0.008 | 0 | 0
28/11/2020 06:00 | 0 | 0.236 | 0 | 0
28/11/2020 07:00 | 0 | 0.482 | 0 | 0
28/11/2020 08:00 | 0 | 0.918 | 0 | 0
28/11/2020 09:00 | 0 | 1.264 | 0 | 0
28/11/2020 10:00 | 0 | 0.284 | 0 | 0
28/11/2020 11:00 | 0 | 0.201 | 0 | 0
28/11/2020 12:00 | 0 | 0.887 | 0 | 0
28/11/2020 13:00 | 0 | 0.434 | 0 | 0
28/11/2020 14:00 | 0 | 0.358 | 0 | 0
28/11/2020 15:00 | 0 | 0.308 | 0 | 0
28/11/2020 16:00 | 0 | 0.675 | 0 | 0
28/11/2020 17:00 | 0 | 0.384 | 0 | 0
28/11/2020 18:00 | 0 | 0.148 | 0 | 0
28/11/2020 19:00 | 0 | 0.654 | 0 | 0
28/11/2020 20:00 | 0 | 0.5 | 0 | 0
28/11/2020 21:00 | 0 | 0.663 | 0 | 0
28/11/2020 22:00 | 0 | 0.253 | 0 | 0
28/11/2020 23:00 | 0 | 0.243 | 0 | 0
29/11/2020 00:00 | 0 | 0.094 | 0 | 0
29/11/2020 01:00 | 0 | 0.386 | 0 | 0
29/11/2020 02:00 | 0 | 0.01 | 0 | 0
29/11/2020 03:00 | 0 | 0.44 | 0 | 0
29/11/2020 04:00 | 0 | 0.157 | 0 | 0
29/11/2020 05:00 | 0 | 0.439 | 0 | 0
29/11/2020 06:00 | 0 | 0.24 | 0 | 0
29/11/2020 07:00 | 0 | 0.28 | 0 | 0
29/11/2020 08:00 | 0 | 0.724 | 0 | 0
29/11/2020 09:00 | 0 | 0.148 | 0 | 0
29/11/2020 10:00 | 0 | 0.244 | 0 | 0
29/11/2020 11:00 | 0 | 0.189 | 0 | 0
29/11/2020 12:00 | 0 | 0.548 | 0 | 0
29/11/2020 13:00 | 0 | 0.167 | 0 | 0
29/11/2020 14:00 | 0 | 0.647 | 0 | 0
29/11/2020 15:00 | 0 | 0.405 | 0 | 0
29/11/2020 16:00 | 0 | 0.511 | 0 | 0
29/11/2020 17:00 | 0 | 0.365 | 0 | 0
29/11/2020 18:00 | 0 | 0.6 | 0 | 0
29/11/2020 19:00 | 0 | 0.543 | 0 | 0
29/11/2020 20:00 | 0 | 0.554 | 0 | 0
29/11/2020 21:00 | 0 | 0.095 | 0 | 0
29/11/2020 22:00 | 0 | 0.436 | 0 | 0
29/11/2020 23:00 | 0 | 0.357 | 0 | 0
30/11/2020 00:00 | 0 | 0.357 | 0 | 0
30/11/2020 01:00 | 0 | 0.094 | 0 | 0
30/11/2020 02:00 | 0 | 0.155 | 0 | 0
30/11/2020 03:00 | 0 | 0.115 | 0 | 0
30/11/2020 04:00 | 0 | 0.009 | 0 | 0
30/11/2020 05:00 | 0 | 0.322 | 0 | 0
30/11/2020 06:00 | 0 | 0.482 | 0 | 0
30/11/2020 07:00 | 0 | 0.314 | 0 | 0
30/11/2020 08:00 | 0 | 0.065 | 0 | 0
30/11/2020 09:00 | 0 | 0.036 | 0 | 0
30/11/2020 10:00 | 0 | 0.373 | 0 | 0
30/11/2020 11:00 | 0 | 0.637 | 0 | 0
30/11/2020 12:00 | 0 | 0.311 | 0 | 0
30/11/2020 13:00 | 0 | 0.425 | 0 | 0
30/11/2020 14:00 | 0 | 0.277 | 0 | 0
30/11/2020 15:00 | 0 | 0.617 | 0 | 0
30/11/2020 16:00 | 0 | 0.248 | 0 | 0
30/11/2020 17:00 | 0 | 0.575 | 0 | 0
30/11/2020 18:00 | 0 | 0.808 | 0 | 0
30/11/2020 19:00 | 0 | 0.811 | 0 | 0
30/11/2020 20:00 | 0 | 0.891 | 0 | 0
30/11/2020 21:00 | 0 | 0.504 | 0 | 0
30/11/2020 22:00 | 0 | 0.69 | 0 | 0
30/11/2020 23:00 | 0 | 0.666 | 0 | 0
01/12/2020 00:00 | 0 | 0.629 | 0 | 0
01/12/2020 01:00 | 0 | 0.565 | 0 | 0
01/12/2020 02:00 | 0 | 0.586 | 0 | 0
01/12/2020 03:00 | 0 | 0.492 | 0 | 0
01/12/2020 04:00 | 0 | 0.568 | 0 | 0
01/12/2020 05:00 | 0 | 0.349 | 0 | 0
01/12/2020 06:00 | 0 | 0.191 | 0 | 0
01/12/2020 07:00 | 0 | 0.229 | 0 | 0
01/12/2020 08:00 | 0 | 0.372 | 0 | 0
01/12/2020 09:00 | 0 | 0.189 | 0 | 0
01/12/2020 10:00 | 0 | 0.36 | 0 | 0
01/12/2020 11:00 | 0 | 0.337 | 0 | 0
01/12/2020 12:00 | 0 | 0.339 | 0 | 0
01/12/2020 13:00 | 0 | 2.039 | 0 | 0
01/12/2020 14:00 | 0 | 0.349 | 0 | 0
01/12/2020 15:00 | 0 | 0.566 | 0 | 0
01/12/2020 16:00 | 0 | 0.2 | 0 | 0
01/12/2020 17:00 | 0 | 0.605 | 0 | 0
01/12/2020 18:00 | 0 | 0.281 | 0 | 0
01/12/2020 19:00 | 0 | 0.356 | 0 | 0
01/12/2020 20:00 | 0 | 0.237 | 0 | 0
01/12/2020 21:00 | 0 | 0.418 | 0 | 0
01/12/2020 22:00 | 0 | 0.406 | 0 | 0
01/12/2020 23:00 | 0 | 0.342 | 0 | 0
02/12/2020 00:00 | 0 | 0.099 | 0 | 0
02/12/2020 01:00 | 0 | 0.386 | 0 | 0
02/12/2020 02:00 | 0 | 0.11 | 0 | 0
02/12/2020 03:00 | 0 | 0.621 | 0 | 0
02/12/2020 04:00 | 0 | 0.239 | 0 | 0
02/12/2020 05:00 | 0 | 0.353 | 0 | 0
02/12/2020 06:00 | 0 | 0.535 | 0 | 0
02/12/2020 07:00 | 0 | 0.056 | 0 | 0
02/12/2020 08:00 | 0 | 0.294 | 0 | 0
02/12/2020 09:00 | 0 | 0.265 | 0 | 0
02/12/2020 10:00 | 0 | 0.291 | 0 | 0
02/12/2020 11:00 | 0 | 0.436 | 0 | 0
02/12/2020 12:00 | 0 | 0.541 | 0 | 0
02/12/2020 13:00 | 0 | 0.78 | 0 | 0
02/12/2020 14:00 | 0 | 0.666 | 0 | 0
02/12/2020 15:00 | 0 | 0.864 | 0 | 0
02/12/2020 16:00 | 0 | 0.765 | 0 | 0
02/12/2020 17:00 | 0 | 0.425 | 0 | 0
02/12/2020 18:00 | 0 | 0.712 | 0 | 0
02/12/2020 19:00 | 0 | 0.604 | 0 | 0
02/12/2020 20:00 | 0 | 0.565 | 0 | 0
02/12/2020 21:00 | 0 | 0.442 | 0 | 0
02/12/2020 22:00 | 0 | 0.76 | 0 | 0
02/12/2020 23:00 | 0 | 0.362 | 0 | 0
03/12/2020 00:00 | 0 | 0.516 | 0 | 0
03/12/2020 01:00 | 0 | 0.126 | 0 | 0
03/12/2020 02:00 | 0 | 0.413 | 0 | 0
03/12/2020 03:00 | 0 | 0.126 | 0 | 0
03/12/2020 04:00 | 0 | 0.266 | 0 | 0
03/12/2020 05:00 | 0 | 0.171 | 0 | 0
03/12/2020 06:00 | 0 | 0.228 | 0 | 0
03/12/2020 07:00 | 0 | 0.189 | 0 | 0
03/12/2020 08:00 | 0 | 0.282 | 0 | 0
03/12/2020 09:00 | 0 | 0.269 | 0 | 0
03/12/2020 10:00 | 0 | 0.28 | 0 | 0
03/12/2020 11:00 | 0 | 1.105 | 0 | 0
03/12/2020 12:00 | 0 | 0.252 | 0 | 0
03/12/2020 13:00 | 0 | 0.569 | 0 | 0
03/12/2020 14:00 | 0 | 0.592 | 0 | 0
03/12/2020 15:00 | 0 | 0.447 | 0 | 0
03/12/2020 16:00 | 0 | 0.592 | 0 | 0
03/12/2020 17:00 | 0 | 0.298 | 0 | 0
03/12/2020 18:00 | 0 | 0.711 | 0 | 0
03/12/2020 19:00 | 0 | 0.2115 | 0 | 0
03/12/2020 20:00 | 0 | 0.736 | 0 | 0
03/12/2020 21:00 | 0 | 0.315 | 0 | 0
03/12/2020 22:00 | 0 | 0.256 | 0 | 0
03/12/2020 23:00 | 0 | 0.401 | 0 | 0
04/12/2020 00:00 | 0 | 0.238 | 0 | 0
04/12/2020 01:00 | 0 | 0.343 | 0 | 0
04/12/2020 02:00 | 0 | 0.129 | 0 | 0
04/12/2020 03:00 | 0 | 0.396 | 0 | 0
04/12/2020 04:00 | 0 | 0.032 | 0 | 0
04/12/2020 05:00 | 0 | 0.733 | 0 | 0
04/12/2020 06:00 | 0 | 0.47 | 0 | 0
04/12/2020 07:00 | 0 | 0.501 | 0 | 0
04/12/2020 08:00 | 0 | 0.381 | 0 | 0
04/12/2020 09:00 | 0 | 0.615 | 0 | 0
04/12/2020 10:00 | 0 | 0.617 | 0 | 0
04/12/2020 11:00 | 0 | 0.607 | 0 | 0
04/12/2020 12:00 | 0 | 0.425 | 0 | 0
04/12/2020 13:00 | 0 | 0.519 | 0 | 0
04/12/2020 14:00 | 0 | 0.414 | 0 | 0
04/12/2020 15:00 | 0 | 0.522 | 0 | 0
04/12/2020 16:00 | 0 | 0.469 | 0 | 0
04/12/2020 17:00 | 0 | 0.32 | 0 | 0
04/12/2020 18:00 | 0 | 0.536 | 0 | 0
04/12/2020 19:00 | 0 | 0.416 | 0 | 0
04/12/2020 20:00 | 0 | 0.425 | 0 | 0
04/12/2020 21:00 | 0 | 0.391 | 0 | 0
04/12/2020 22:00 | 0 | 0.139 | 0 | 0
04/12/2020 23:00 | 0 | 0.473 | 0 | 0
05/12/2020 00:00 | 0 | 0.019 | 0 | 0
05/12/2020 01:00 | 0 | 0.363 | 0 | 0
05/12/2020 02:00 | 0 | 0.388 | 0 | 0
05/12/2020 03:00 | 0 | 0.429 | 0 | 0
05/12/2020 04:00 | 0 | 0.11 | 0 | 0
05/12/2020 05:00 | 0 | 0.033 | 0 | 0
05/12/2020 06:00 | 0 | 0.135 | 0 | 0
05/12/2020 07:00 | 0 | 0.529 | 0 | 0
05/12/2020 08:00 | 0 | 0.242 | 0 | 0
05/12/2020 09:00 | 0 | 0.29 | 0 | 0
05/12/2020 10:00 | 0 | 0.434 | 0 | 0
05/12/2020 11:00 | 0 | 0.318 | 0 | 0
05/12/2020 12:00 | 0 | 0.802 | 0 | 0
05/12/2020 13:00 | 0 | 0.492 | 0 | 0
05/12/2020 14:00 | 0 | 0.548 | 0 | 0
05/12/2020 15:00 | 0 | 0.297 | 0 | 0
05/12/2020 16:00 | 0 | 0.56 | 0 | 0
05/12/2020 17:00 | 0 | 0.15 | 0 | 0
05/12/2020 18:00 | 0 | 0.313 | 0 | 0
05/12/2020 19:00 | 0 | 0.79 | 0 | 0
05/12/2020 20:00 | 0 | 0.583 | 0 | 0
05/12/2020 21:00 | 0 | 0.464 | 0 | 0
05/12/2020 22:00 | 0 | 0.682 | 0 | 0
05/12/2020 23:00 | 0 | 0.619 | 0 | 0
06/12/2020 00:00 | 0 | 0.76655 | 0 | 0
06/12/2020 01:00 | 0 | 0.73452 | 0 | 0
06/12/2020 02:00 | 0 | 0.53249 | 0 | 0
06/12/2020 03:00 | 0 | 0.81946 | 0 | 0
06/12/2020 04:00 | 0 | 0.63843 | 0 | 0
06/12/2020 05:00 | 0 | 0.29539 | 0 | 0
06/12/2020 06:00 | 0 | 0.49936 | 0 | 0
06/12/2020 07:00 | 0 | 0.58833 | 0 | 0
06/12/2020 08:00 | 0 | 0.5223 | 0 | 0
06/12/2020 09:00 | 0 | 0.89327 | 0 | 0
06/12/2020 10:00 | 0 | 0.60524 | 0 | 0
06/12/2020 11:00 | 0 | 0.7932 | 0 | 0
06/12/2020 12:00 | 0 | 1.4732 | 0 | 0
06/12/2020 13:00 | 0 | 1.0541 | 0 | 0
06/12/2020 14:00 | 0 | 1.6981 | 0 | 0
06/12/2020 15:00 | 0 | 0.96608 | 0 | 0
06/12/2020 16:00 | 0 | 0.73305 | 0 | 0
06/12/2020 17:00 | 0 | 0.54401 | 0 | 0
06/12/2020 18:00 | 0 | 0.59898 | 0 | 0
06/12/2020 19:00 | 0 | 0.80195 | 0 | 0
06/12/2020 20:00 | 0 | 0.76392 | 0 | 0
06/12/2020 21:00 | 0 | 0.89689 | 0 | 0
06/12/2020 22:00 | 0 | 0.55286 | 0 | 0
06/12/2020 23:00 | 0 | 0.76182 | 0 | 0
07/12/2020 00:00 | 0 | 0.54679 | 0 | 0
07/12/2020 01:00 | 0 | 0.54676 | 0 | 0
07/12/2020 02:00 | 0 | 0.50273 | 0 | 0
07/12/2020 03:00 | 0 | 0.3417 | 0 | 0
07/12/2020 04:00 | 0 | 0.40167 | 0 | 0
07/12/2020 05:00 | 0 | 0.57463 | 0 | 0
07/12/2020 06:00 | 0 | 0.7766 | 0 | 0
07/12/2020 07:00 | 0 | 0.94957 | 0 | 0
07/12/2020 08:00 | 0 | 0.76154 | 0 | 0
07/12/2020 09:00 | 0 | 0.91451 | 0 | 0
07/12/2020 10:00 | 0 | 0.50348 | 0 | 0
07/12/2020 11:00 | 0 | 0.97411 | 0 | 0
07/12/2020 12:00 | 0 | 0.67441 | 0 | 0
07/12/2020 13:00 | 0 | 0.91338 | 0 | 0
07/12/2020 14:00 | 0 | 0.80035 | 0 | 0
07/12/2020 15:00 | 0 | 0.76432 | 0 | 0
07/12/2020 16:00 | 0 | 0.61629 | 0 | 0
07/12/2020 17:00 | 0 | 1.1993 | 0 | 0
07/12/2020 18:00 | 0 | 0.50522 | 0 | 0
07/12/2020 19:00 | 0 | 0.83419 | 0 | 0
07/12/2020 20:00 | 0 | 0.67116 | 0 | 0
07/12/2020 21:00 | 0 | 0.98713 | 0 | 0
07/12/2020 22:00 | 0 | 0.5411 | 0 | 0
07/12/2020 23:00 | 0 | 0.54107 | 0 | 0
08/12/2020 00:00 | 0 | 0.62303 | 0 | 0
08/12/2020 01:00 | 0 | 0.68 | 0 | 0
08/12/2020 02:00 | 0 | 0.71297 | 0 | 0
08/12/2020 03:00 | 0 | 0.75194 | 0 | 0
08/12/2020 04:00 | 0 | 0.61691 | 0 | 0
08/12/2020 05:00 | 0 | 0.67888 | 0 | 0
08/12/2020 06:00 | 0 | 0.61384 | 0 | 0
08/12/2020 07:00 | 0 | 0.77981 | 0 | 0
08/12/2020 08:00 | 0 | 0.70578 | 0 | 0
08/12/2020 09:00 | 0 | 0.76975 | 0 | 0
08/12/2020 10:00 | 0 | 0.80272 | 0 | 0
08/12/2020 11:00 | 0 | 1.1067 | 0 | 0
08/12/2020 12:00 | 0 | 0.92866 | 0 | 0
08/12/2020 13:00 | 0 | 0.54462 | 0 | 0
08/12/2020 14:00 | 0 | 0.73659 | 0 | 0
08/12/2020 15:00 | 0 | 0.76556 | 0 | 0
08/12/2020 16:00 | 0 | 0.45653 | 0 | 0
08/12/2020 17:00 | 0 | 1.4585 | 0 | 0
08/12/2020 18:00 | 0 | 0.99647 | 0 | 0
08/12/2020 19:00 | 0 | 1.3604 | 0 | 0
08/12/2020 20:00 | 0 | 0.9194 | 0 | 0
08/12/2020 21:00 | 0 | 1.5154 | 0 | 0
08/12/2020 22:00 | 0 | 1.0703 | 0 | 0
08/12/2020 23:00 | 0 | 1.2373 | 0 | 0
09/12/2020 00:00 | 0 | 0.80728 | 0 | 0
09/12/2020 01:00 | 0 | 1.0402 | 0 | 0
09/12/2020 02:00 | 0 | 0.83821 | 0 | 0
09/12/2020 03:00 | 0 | 0.93218 | 0 | 0
09/12/2020 04:00 | 0 | 0.93815 | 0 | 0
09/12/2020 05:00 | 0 | 1.2191 | 0 | 0
09/12/2020 06:00 | 0 | 0.56309 | 0 | 0
09/12/2020 07:00 | 0 | 0.68705 | 0 | 0
09/12/2020 08:00 | 0 | 0.55402 | 0 | 0
09/12/2020 09:00 | 0 | 0.88699 | 0 | 0
09/12/2020 10:00 | 0 | 2.107 | 0 | 0
09/12/2020 11:00 | 0 | 1.2924 | 0 | 0
09/12/2020 12:00 | 0 | 1.0569 | 0 | 0
09/12/2020 13:00 | 0 | 0.95286 | 0 | 0
09/12/2020 14:00 | 0 | 0.78783 | 0 | 0
09/12/2020 15:00 | 0 | 1.0458 | 0 | 0
09/12/2020 16:00 | 0 | 1.0278 | 0 | 0
09/12/2020 17:00 | 0 | 0.90174 | 0 | 0
09/12/2020 18:00 | 0 | 1.0177 | 0 | 0
09/12/2020 19:00 | 0 | 0.75218 | 0 | 0
09/12/2020 20:00 | 0 | 1.1036 | 0 | 0
09/12/2020 21:00 | 0 | 0.96661 | 0 | 0
09/12/2020 22:00 | 0 | 0.46858 | 0 | 0
09/12/2020 23:00 | 0 | 0.30355 | 0 | 0
10/12/2020 00:00 | 0 | 0.63752 | 0 | 0
10/12/2020 01:00 | 0 | 0.55749 | 0 | 0
10/12/2020 02:00 | 0 | 0.67545 | 0 | 0
10/12/2020 03:00 | 0 | 0.39942 | 0 | 0
10/12/2020 04:00 | 0 | 0.77539 | 0 | 0
10/12/2020 05:00 | 0 | 0.30336 | 0 | 0
10/12/2020 06:00 | 0 | 0.43133 | 0 | 0
10/12/2020 07:00 | 0 | 0.9023 | 0 | 0
10/12/2020 08:00 | 0 | 0.50726 | 0 | 0
10/12/2020 09:00 | 0 | 0.90723 | 0 | 0
10/12/2020 10:00 | 0 | 0.2912 | 0 | 0
10/12/2020 11:00 | 0 | 0.67217 | 0 | 0
10/12/2020 12:00 | 0 | 0.78714 | 0 | 0
10/12/2020 13:00 | 0 | 0.76311 | 0 | 0
10/12/2020 14:00 | 0 | 0.40707 | 0 | 0
10/12/2020 15:00 | 0 | 0.75804 | 0 | 0
10/12/2020 16:00 | 0 | 0.48901 | 0 | 0
10/12/2020 17:00 | 0 | 0.89498 | 0 | 0
10/12/2020 18:00 | 0 | 0.59195 | 0 | 0
10/12/2020 19:00 | 0 | 0.78392 | 0 | 0
10/12/2020 20:00 | 0 | 0.76589 | 0 | 0
10/12/2020 21:00 | 0 | 0.81085 | 0 | 0
10/12/2020 22:00 | 0 | 0.55682 | 0 | 0
10/12/2020 23:00 | 0 | 0.64879 | 0 | 0
11/12/2020 00:00 | 0 | 0.55776 | 0 | 0
11/12/2020 01:00 | 0 | 0.40673 | 0 | 0
11/12/2020 02:00 | 0 | 0.5597 | 0 | 0
11/12/2020 03:00 | 0 | 0.40366 | 0 | 0
11/12/2020 04:00 | 0 | 0.55563 | 0 | 0
11/12/2020 05:00 | 0 | 0.5076 | 0 | 0
11/12/2020 06:00 | 0 | 0.52757 | 0 | 0
11/12/2020 07:00 | 0 | 0.40304 | 0 | 0
11/12/2020 08:00 | 0 | 0.54151 | 0 | 0
11/12/2020 09:00 | 0 | 0.56747 | 0 | 0
11/12/2020 10:00 | 0 | 0.66144 | 0 | 0
11/12/2020 11:00 | 0 | 0.53341 | 0 | 0
11/12/2020 12:00 | 0 | 0.99338 | 0 | 0
11/12/2020 13:00 | 0 | 0.65235 | 0 | 0
11/12/2020 14:00 | 0 | 0.73532 | 0 | 0
11/12/2020 15:00 | 0 | 0.75128 | 0 | 0
11/12/2020 16:00 | 0 | 0.78125 | 0 | 0
11/12/2020 17:00 | 0 | 0.80772 | 0 | 0
11/12/2020 18:00 | 0 | 0.65319 | 0 | 0
11/12/2020 19:00 | 0 | 0.62916 | 0 | 0
11/12/2020 20:00 | 0 | 0.96313 | 0 | 0
11/12/2020 21:00 | 0 | 0.72909 | 0 | 0
11/12/2020 22:00 | 0 | 1.0871 | 0 | 0
11/12/2020 23:00 | 0 | 0.38203 | 0 | 0
12/12/2020 00:00 | 0 | 0.754 | 0 | 0
12/12/2020 01:00 | 0 | 0.146 | 0 | 0
12/12/2020 02:00 | 0 | 0.494 | 0 | 0
12/12/2020 03:00 | 0 | 0.426 | 0 | 0
12/12/2020 04:00 | 0 | 0.335 | 0 | 0
12/12/2020 05:00 | 0 | 0.45 | 0 | 0
12/12/2020 06:00 | 0 | 0.693 | 0 | 0
12/12/2020 07:00 | 0 | 0.801 | 0 | 0
12/12/2020 08:00 | 0 | 0.36 | 0 | 0
12/12/2020 09:00 | 0 | 0.398 | 0 | 0
12/12/2020 10:00 | 0 | 1.019 | 0 | 0
12/12/2020 11:00 | 0 | 0.507 | 0 | 0
12/12/2020 12:00 | 0 | 0.823 | 0 | 0
12/12/2020 13:00 | 0 | 0.67 | 0 | 0
12/12/2020 14:00 | 0 | 0.381 | 0 | 0
12/12/2020 15:00 | 0 | 0.576 | 0 | 0
12/12/2020 16:00 | 0 | 0.502 | 0 | 0
12/12/2020 17:00 | 0 | 1.257 | 0 | 0
12/12/2020 18:00 | 0 | 0.658 | 0 | 0
12/12/2020 19:00 | 0 | 0.782 | 0 | 0
12/12/2020 20:00 | 0 | 0.815 | 0 | 0
12/12/2020 21:00 | 0 | 0.821 | 0 | 0
12/12/2020 22:00 | 0 | 0.883 | 0 | 0
12/12/2020 23:00 | 0 | 0.475 | 0 | 0
13/12/2020 00:00 | 0 | 0.101 | 0 | 0
13/12/2020 01:00 | 0 | 0.297 | 0 | 0
13/12/2020 02:00 | 0 | 0.234 | 0 | 0
13/12/2020 03:00 | 0 | 0.151 | 0 | 0
13/12/2020 04:00 | 0 | 0.341 | 0 | 0
13/12/2020 05:00 | 0 | 0.33 | 0 | 0
13/12/2020 06:00 | 0 | 0.168 | 0 | 0
13/12/2020 07:00 | 0 | 0.69 | 0 | 0
13/12/2020 08:00 | 0 | 0.704 | 0 | 0
13/12/2020 09:00 | 0 | 0.77 | 0 | 0
13/12/2020 10:00 | 0 | 2.652 | 0 | 0
13/12/2020 11:00 | 0 | 0.806 | 0 | 0
13/12/2020 12:00 | 0 | 0.7535 | 0 | 0
13/12/2020 13:00 | 0 | 0.248 | 0 | 0
13/12/2020 14:00 | 0 | 0.781 | 0 | 0
13/12/2020 15:00 | 0 | 0.501 | 0 | 0
13/12/2020 16:00 | 0 | 0.87 | 0 | 0
13/12/2020 17:00 | 0 | 0.992 | 0 | 0
13/12/2020 18:00 | 0 | 0.706 | 0 | 0
13/12/2020 19:00 | 0 | 0.803 | 0 | 0
13/12/2020 20:00 | 0 | 0.402 | 0 | 0
13/12/2020 21:00 | 0 | 0.52033 | 0 | 0
13/12/2020 22:00 | 0 | 0.808 | 0 | 0
13/12/2020 23:00 | 0 | 0.404 | 0 | 0
14/12/2020 00:00 | 0 | 0.539 | 0 | 0
14/12/2020 01:00 | 0 | 0.105 | 0 | 0
14/12/2020 02:00 | 0 | 0.394 | 0 | 0
14/12/2020 03:00 | 0 | 0.392 | 0 | 0
14/12/2020 04:00 | 0 | 0.252 | 0 | 0
14/12/2020 05:00 | 0 | 0.314 | 0 | 0
14/12/2020 06:00 | 0 | 0.657 | 0 | 0
14/12/2020 07:00 | 0 | 0.19 | 0 | 0
14/12/2020 08:00 | 0 | 0.673 | 0 | 0
14/12/2020 09:00 | 0 | 1.658 | 0 | 0
14/12/2020 10:00 | 0 | 0.323 | 0 | 0
14/12/2020 11:00 | 0 | 0.275 | 0 | 0
14/12/2020 12:00 | 0 | 0.393 | 0 | 0
14/12/2020 13:00 | 0 | 0.853 | 0 | 0
14/12/2020 14:00 | 0 | 0.648 | 0 | 0
14/12/2020 15:00 | 0 | 0.524 | 0 | 0
14/12/2020 16:00 | 0 | 0.304 | 0 | 0
14/12/2020 17:00 | 0 | 0.433 | 0 | 0
14/12/2020 18:00 | 0 | 1.018 | 0 | 0
14/12/2020 19:00 | 0 | 0.642 | 0 | 0
14/12/2020 20:00 | 0 | 0.807 | 0 | 0
14/12/2020 21:00 | 0 | 0.187 | 0 | 0
14/12/2020 22:00 | 0 | 0.178 | 0 | 0
14/12/2020 23:00 | 0 | 0.488 | 0 | 0
15/12/2020 00:00 | 0 | 0.123 | 0 | 0
15/12/2020 01:00 | 0 | 0.429 | 0 | 0
15/12/2020 02:00 | 0 | 0.161 | 0 | 0
15/12/2020 03:00 | 0 | 0.872 | 0 | 0
15/12/2020 04:00 | 0 | 0.775 | 0 | 0
15/12/2020 05:00 | 0 | 0.415 | 0 | 0
15/12/2020 06:00 | 0 | 0.678 | 0 | 0
15/12/2020 07:00 | 0 | 0.507 | 0 | 0
15/12/2020 08:00 | 0 | 0.278 | 0 | 0
15/12/2020 09:00 | 0 | 0.288 | 0 | 0
15/12/2020 10:00 | 0 | 0.312 | 0 | 0
15/12/2020 11:00 | 0 | 0.951 | 0 | 0
15/12/2020 12:00 | 0 | 0.369 | 0 | 0
15/12/2020 13:00 | 0 | 0.791 | 0 | 0
15/12/2020 14:00 | 0 | 0.54 | 0 | 0
15/12/2020 15:00 | 0 | 0.83 | 0 | 0
15/12/2020 16:00 | 0 | 0.415 | 0 | 0
15/12/2020 17:00 | 0 | 0.63 | 0 | 0
15/12/2020 18:00 | 0 | 0.328 | 0 | 0
15/12/2020 19:00 | 0 | 0.47 | 0 | 0
15/12/2020 20:00 | 0 | 0.7 | 0 | 0
15/12/2020 21:00 | 0 | 0.361 | 0 | 0
15/12/2020 22:00 | 0 | 0.72 | 0 | 0
15/12/2020 23:00 | 0 | 1.21 | 0 | 0
16/12/2020 00:00 | 0 | 0.435 | 0 | 0
16/12/2020 01:00 | 0 | 0.161 | 0 | 0
16/12/2020 02:00 | 0 | 0.885 | 0 | 0
16/12/2020 03:00 | 0 | 0.101 | 0 | 0
16/12/2020 04:00 | 0 | 0.285 | 0 | 0
16/12/2020 05:00 | 0 | 0.519 | 0 | 0
16/12/2020 06:00 | 0 | 0.379 | 0 | 0
16/12/2020 07:00 | 0 | 0.484 | 0 | 0
16/12/2020 08:00 | 0 | 0.208 | 0 | 0
16/12/2020 09:00 | 0 | 0.279 | 0 | 0
16/12/2020 10:00 | 0 | 0.519 | 0 | 0
16/12/2020 11:00 | 0 | 0.683 | 0 | 0
16/12/2020 12:00 | 0 | 0.445 | 0 | 0
16/12/2020 13:00 | 0 | 0.423 | 0 | 0
16/12/2020 14:00 | 0 | 0.374 | 0 | 0
16/12/2020 15:00 | 0 | 0.717 | 0 | 0
16/12/2020 16:00 | 0 | 0.458 | 0 | 0
16/12/2020 17:00 | 0 | 0.592 | 0 | 0
16/12/2020 18:00 | 0 | 0.353 | 0 | 0
16/12/2020 19:00 | 0 | 0.911 | 0 | 0
16/12/2020 20:00 | 0 | 0.219 | 0 | 0
16/12/2020 21:00 | 0 | 0.577 | 0 | 0
16/12/2020 22:00 | 0 | 0.302 | 0 | 0
16/12/2020 23:00 | 0 | 0.416 | 0 | 0
17/12/2020 00:00 | 0 | 0.395 | 0 | 0
17/12/2020 01:00 | 0 | 0.12 | 0 | 0
17/12/2020 02:00 | 0 | 0.687 | 0 | 0
17/12/2020 03:00 | 0 | 0.361 | 0 | 0
17/12/2020 04:00 | 0 | 0.126 | 0 | 0
17/12/2020 05:00 | 0 | 0.304 | 0 | 0
17/12/2020 06:00 | 0 | 0.503 | 0 | 0
17/12/2020 07:00 | 0 | 0.862 | 0 | 0
17/12/2020 08:00 | 0 | 0.754 | 0 | 0
17/12/2020 09:00 | 0 | 0.389 | 0 | 0
17/12/2020 10:00 | 0 | 0.545 | 0 | 0
17/12/2020 11:00 | 0 | 0.657 | 0 | 0
17/12/2020 12:00 | 0 | 0.701 | 0 | 0
17/12/2020 13:00 | 0 | 0.52 | 0 | 0
17/12/2020 14:00 | 0 | 0.625 | 0 | 0
17/12/2020 15:00 | 0 | 0.374 | 0 | 0
17/12/2020 16:00 | 0 | 0.351 | 0 | 0
17/12/2020 17:00 | 0 | 0.216 | 0 | 0
17/12/2020 18:00 | 0 | 0.666 | 0 | 0
17/12/2020 19:00 | 0 | 0.667 | 0 | 0
17/12/2020 20:00 | 0 | 0.34 | 0 | 0
17/12/2020 21:00 | 0 | 0.386 | 0 | 0
17/12/2020 22:00 | 0 | 0.63 | 0 | 0
17/12/2020 23:00 | 0 | 0.299 | 0 | 0
18/12/2020 00:00 | 0 | 0.279 | 0 | 0
18/12/2020 01:00 | 0 | 0.33 | 0 | 0
18/12/2020 02:00 | 0 | 0.588 | 0 | 0
18/12/2020 03:00 | 0 | 0.272 | 0 | 0
18/12/2020 04:00 | 0 | 0.252 | 0 | 0
18/12/2020 05:00 | 0 | 0.609 | 0 | 0
18/12/2020 06:00 | 0 | 0.861 | 0 | 0
18/12/2020 07:00 | 0 | 1.368 | 0 | 0
18/12/2020 08:00 | 0 | 0.19 | 0 | 0
18/12/2020 09:00 | 0 | 0.761 | 0 | 0
18/12/2020 10:00 | 0 | 0.836 | 0 | 0
18/12/2020 11:00 | 0 | 0.615 | 0 | 0
18/12/2020 12:00 | 0 | 0.521 | 0 | 0
18/12/2020 13:00 | 0 | 0.7 | 0 | 0
18/12/2020 14:00 | 0 | 0.906 | 0 | 0
18/12/2020 15:00 | 0 | 0.656 | 0 | 0
18/12/2020 16:00 | 0 | 0.745 | 0 | 0
18/12/2020 17:00 | 0 | 1.009 | 0 | 0
18/12/2020 18:00 | 0 | 0.697 | 0 | 0
18/12/2020 19:00 | 0 | 0.637 | 0 | 0
18/12/2020 20:00 | 0 | 0.648 | 0 | 0
18/12/2020 21:00 | 0 | 0.444 | 0 | 0
18/12/2020 22:00 | 0 | 0.601 | 0 | 0
18/12/2020 23:00 | 0 | 0.349 | 0 | 0
19/12/2020 00:00 | 0 | 0.136 | 0 | 0
19/12/2020 01:00 | 0 | 0.244 | 0 | 0
19/12/2020 02:00 | 0 | 1.274 | 0 | 0
19/12/2020 03:00 | 0 | 0.423 | 0 | 0
19/12/2020 04:00 | 0 | 0.64 | 0 | 0
19/12/2020 05:00 | 0 | 0.523 | 0 | 0
19/12/2020 06:00 | 0 | 0.467 | 0 | 0
19/12/2020 07:00 | 0 | 0.399 | 0 | 0
19/12/2020 08:00 | 0 | 0.604 | 0 | 0
19/12/2020 09:00 | 0 | 0.757 | 0 | 0
19/12/2020 10:00 | 0 | 1.152 | 0 | 0
19/12/2020 11:00 | 0 | 0.859 | 0 | 0
19/12/2020 12:00 | 0 | 0.729 | 0 | 0
19/12/2020 13:00 | 0 | 0.54 | 0 | 0
19/12/2020 14:00 | 0 | 0.495 | 0 | 0
19/12/2020 15:00 | 0 | 0.97 | 0 | 0
19/12/2020 16:00 | 0 | 0.692 | 0 | 0
19/12/2020 17:00 | 0 | 0.934 | 0 | 0
19/12/2020 18:00 | 0 | 1.007 | 0 | 0
19/12/2020 19:00 | 0 | 0.4785 | 0 | 0
19/12/2020 20:00 | 0 | 0.819 | 0 | 0
19/12/2020 21:00 | 0 | 0.233 | 0 | 0
19/12/2020 22:00 | 0 | 0.374 | 0 | 0
19/12/2020 23:00 | 0 | 0.299 | 0 | 0
20/12/2020 00:00 | 0 | 0.333 | 0 | 0
20/12/2020 01:00 | 0 | 0.909 | 0 | 0
20/12/2020 02:00 | 0 | 0.325 | 0 | 0
20/12/2020 03:00 | 0 | 0.527 | 0 | 0
20/12/2020 04:00 | 0 | 0.093 | 0 | 0
20/12/2020 05:00 | 0 | 0.582 | 0 | 0
20/12/2020 06:00 | 0 | 0.023 | 0 | 0
20/12/2020 07:00 | 0 | 0.183 | 0 | 0
20/12/2020 08:00 | 0 | 0.641 | 0 | 0
20/12/2020 09:00 | 0 | 0.094 | 0 | 0
20/12/2020 10:00 | 0 | 1.046 | 0 | 0
20/12/2020 11:00 | 0 | 0.905 | 0 | 0
20/12/2020 12:00 | 0 | 1.048 | 0 | 0
20/12/2020 13:00 | 0 | 0.577 | 0 | 0
20/12/2020 14:00 | 0 | 0.287 | 0 | 0
20/12/2020 15:00 | 0 | 0.818 | 0 | 0
20/12/2020 16:00 | 0 | 0.507 | 0 | 0
20/12/2020 17:00 | 0 | 0.519 | 0 | 0
20/12/2020 18:00 | 0 | 0.222 | 0 | 0
20/12/2020 19:00 | 0 | 0.66 | 0 | 0
20/12/2020 20:00 | 0 | 0.82 | 0 | 0
20/12/2020 21:00 | 0 | 0.229 | 0 | 0
20/12/2020 22:00 | 0 | 0.409 | 0 | 0
20/12/2020 23:00 | 0 | 0.281 | 0 | 0
21/12/2020 00:00 | 0 | 0.488 | 0 | 0
21/12/2020 01:00 | 0 | 0.207 | 0 | 0
21/12/2020 02:00 | 0 | 0.327 | 0 | 0
21/12/2020 03:00 | 0 | 0.405 | 0 | 0
21/12/2020 04:00 | 0 | 1.828 | 0 | 0
21/12/2020 05:00 | 0 | 0.569 | 0 | 0
21/12/2020 06:00 | 0 | 0.322 | 0 | 0
21/12/2020 07:00 | 0 | 0.466 | 0 | 0
21/12/2020 08:00 | 0 | 0.22 | 0 | 0
21/12/2020 09:00 | 0 | 0.5 | 0 | 0
21/12/2020 10:00 | 0 | 0.575 | 0 | 0
21/12/2020 11:00 | 0 | 0.578 | 0 | 0
21/12/2020 12:00 | 0 | 1.019 | 0 | 0
21/12/2020 13:00 | 0 | 0.782 | 0 | 0
21/12/2020 14:00 | 0 | 1.218 | 0 | 0
21/12/2020 15:00 | 0 | 0.982 | 0 | 0
21/12/2020 16:00 | 0 | 0.777 | 0 | 0
21/12/2020 17:00 | 0 | 0.896 | 0 | 0
21/12/2020 18:00 | 0 | 0.718 | 0 | 0
21/12/2020 19:00 | 0 | 0.839 | 0 | 0
21/12/2020 20:00 | 0 | 0.982 | 0 | 0
21/12/2020 21:00 | 0 | 1.294 | 0 | 0
21/12/2020 22:00 | 0 | 0.793 | 0 | 0
21/12/2020 23:00 | 0 | 0.397 | 0 | 0
22/12/2020 00:00 | 0 | 0.325 | 0 | 0
22/12/2020 01:00 | 0 | 0.061 | 0 | 0
22/12/2020 02:00 | 0 | 0.409 | 0 | 0
22/12/2020 03:00 | 0 | 0.112 | 0 | 0
22/12/2020 04:00 | 0 | 0.507 | 0 | 0
22/12/2020 05:00 | 0 | 0.134 | 0 | 0
22/12/2020 06:00 | 0 | 0.381 | 0 | 0
22/12/2020 07:00 | 0 | 0.476 | 0 | 0
22/12/2020 08:00 | 0 | 0.257 | 0 | 0
22/12/2020 09:00 | 0 | 0.6 | 0 | 0
22/12/2020 10:00 | 0 | 0.514 | 0 | 0
22/12/2020 11:00 | 0 | 1.147 | 0 | 0
22/12/2020 12:00 | 0 | 0.717 | 0 | 0
22/12/2020 13:00 | 0 | 1.057 | 0 | 0
22/12/2020 14:00 | 0 | 1.044 | 0 | 0
22/12/2020 15:00 | 0 | 0.792 | 0 | 0
22/12/2020 16:00 | 0 | 0.937 | 0 | 0
22/12/2020 17:00 | 0 | 1.272 | 0 | 0
22/12/2020 18:00 | 0 | 1.078 | 0 | 0
22/12/2020 19:00 | 0 | 1.013 | 0 | 0
22/12/2020 20:00 | 0 | 0.741 | 0 | 0
22/12/2020 21:00 | 0 | 0.597 | 0 | 0
22/12/2020 22:00 | 0 | 0.845 | 0 | 0
22/12/2020 23:00 | 0 | 0.764 | 0 | 0
23/12/2020 00:00 | 0 | 0.441 | 0 | 0
23/12/2020 01:00 | 0 | 0.192 | 0 | 0
23/12/2020 02:00 | 0 | 0.037 | 0 | 0
23/12/2020 03:00 | 0 | 0.227 | 0 | 0
23/12/2020 04:00 | 0 | 0.481 | 0 | 0
23/12/2020 05:00 | 0 | 0.236 | 0 | 0
23/12/2020 06:00 | 0 | 0.42 | 0 | 0
23/12/2020 07:00 | 0 | 0.216 | 0 | 0
23/12/2020 08:00 | 0 | 0.251 | 0 | 0
23/12/2020 09:00 | 0 | 1.085 | 0 | 0
23/12/2020 10:00 | 0 | 0.747 | 0 | 0
23/12/2020 11:00 | 0 | 0.848 | 0 | 0
23/12/2020 12:00 | 0 | 1.015 | 0 | 0
23/12/2020 13:00 | 0 | 1.004 | 0 | 0
23/12/2020 14:00 | 0 | 1.233 | 0 | 0
23/12/2020 15:00 | 0 | 1.428 | 0 | 0
23/12/2020 16:00 | 0 | 1.172 | 0 | 0
23/12/2020 17:00 | 0 | 1.315 | 0 | 0
23/12/2020 18:00 | 0 | 1.075 | 0 | 0
23/12/2020 19:00 | 0 | 1.351 | 0 | 0
23/12/2020 20:00 | 0 | 0.625 | 0 | 0
23/12/2020 21:00 | 0 | 0.921 | 0 | 0
23/12/2020 22:00 | 0 | 1.079 | 0 | 0
23/12/2020 23:00 | 0 | 0.64 | 0 | 0
24/12/2020 00:00 | 0 | 0.504 | 0 | 0
24/12/2020 01:00 | 0 | 0.524 | 0 | 0
24/12/2020 02:00 | 0 | 0.434 | 0 | 0
24/12/2020 03:00 | 0 | 0.25 | 0 | 0
24/12/2020 04:00 | 0 | 0.101 | 0 | 0
24/12/2020 05:00 | 0 | 0.482 | 0 | 0
24/12/2020 06:00 | 0 | 0.384 | 0 | 0
24/12/2020 07:00 | 0 | 0.278 | 0 | 0
24/12/2020 08:00 | 0 | 0.665 | 0 | 0
24/12/2020 09:00 | 0 | 0.504 | 0 | 0
24/12/2020 10:00 | 0 | 1.117 | 0 | 0
24/12/2020 11:00 | 0 | 0.521 | 0 | 0
24/12/2020 12:00 | 0 | 0.534 | 0 | 0
24/12/2020 13:00 | 0 | 0.683 | 0 | 0
24/12/2020 14:00 | 0 | 0.709 | 0 | 0
24/12/2020 15:00 | 0 | 1.004 | 0 | 0
24/12/2020 16:00 | 0 | 0.95 | 0 | 0
24/12/2020 17:00 | 0 | 0.561 | 0 | 0
24/12/2020 18:00 | 0 | 0.644 | 0 | 0
24/12/2020 19:00 | 0 | 1 | 0 | 0
24/12/2020 20:00 | 0 | 0.881 | 0 | 0
24/12/2020 21:00 | 0 | 1.476 | 0 | 0
24/12/2020 22:00 | 0 | 0.955 | 0 | 0
24/12/2020 23:00 | 0 | 0.809 | 0 | 0
25/12/2020 00:00 | 0 | 0.461 | 0 | 0
25/12/2020 01:00 | 0 | 0.893 | 0 | 0
25/12/2020 02:00 | 0 | 0.444 | 0 | 0
25/12/2020 03:00 | 0 | 0.724 | 0 | 0
25/12/2020 04:00 | 0 | 1.068 | 0 | 0
25/12/2020 05:00 | 0 | 0.667 | 0 | 0
25/12/2020 06:00 | 0 | 0.487 | 0 | 0
25/12/2020 07:00 | 0 | 0.789 | 0 | 0
25/12/2020 08:00 | 0 | 0.693 | 0 | 0
25/12/2020 09:00 | 0 | 0.794 | 0 | 0
25/12/2020 10:00 | 0 | 0.616 | 0 | 0
25/12/2020 11:00 | 0 | 0.427 | 0 | 0
25/12/2020 12:00 | 0 | 0.646 | 0 | 0
25/12/2020 13:00 | 0 | 1.175 | 0 | 0
25/12/2020 14:00 | 0 | 1.005 | 0 | 0
25/12/2020 15:00 | 0 | 1.111 | 0 | 0
25/12/2020 16:00 | 0 | 1.155 | 0 | 0
25/12/2020 17:00 | 0 | 1.058 | 0 | 0
25/12/2020 18:00 | 0 | 0.734 | 0 | 0
25/12/2020 19:00 | 0 | 0.71 | 0 | 0
25/12/2020 20:00 | 0 | 0.673 | 0 | 0
25/12/2020 21:00 | 0 | 0.875 | 0 | 0
25/12/2020 22:00 | 0 | 0.483 | 0 | 0
25/12/2020 23:00 | 0 | 0.618 | 0 | 0
26/12/2020 00:00 | 0 | 0.631 | 0 | 0
26/12/2020 01:00 | 0 | 0.728 | 0 | 0
26/12/2020 02:00 | 0 | 0.17 | 0 | 0
26/12/2020 03:00 | 0 | 0.157 | 0 | 0
26/12/2020 04:00 | 0 | 0.141 | 0 | 0
26/12/2020 05:00 | 0 | 0.587 | 0 | 0
26/12/2020 06:00 | 0 | 0.558 | 0 | 0
26/12/2020 07:00 | 0 | 0.45 | 0 | 0
26/12/2020 08:00 | 0 | 0.34 | 0 | 0
26/12/2020 09:00 | 0 | 0.849 | 0 | 0
26/12/2020 10:00 | 0 | 0.615 | 0 | 0
26/12/2020 11:00 | 0 | 0.822 | 0 | 0
26/12/2020 12:00 | 0 | 0.816 | 0 | 0
26/12/2020 13:00 | 0 | 0.522 | 0 | 0
26/12/2020 14:00 | 0 | 0.764 | 0 | 0
26/12/2020 15:00 | 0 | 0.716 | 0 | 0
26/12/2020 16:00 | 0 | 0.604 | 0 | 0
26/12/2020 17:00 | 0 | 0.783 | 0 | 0
26/12/2020 18:00 | 0 | 0.646 | 0 | 0
26/12/2020 19:00 | 0 | 0.615 | 0 | 0
26/12/2020 20:00 | 0 | 0.816 | 0 | 0
26/12/2020 21:00 | 0 | 0.693 | 0 | 0
26/12/2020 22:00 | 0 | 0.238 | 0 | 0
26/12/2020 23:00 | 0 | 0.276 | 0 | 0
27/12/2020 00:00 | 0 | 0.543 | 0 | 0
27/12/2020 01:00 | 0 | 0.362 | 0 | 0
27/12/2020 02:00 | 0 | 0.307 | 0 | 0
27/12/2020 03:00 | 0 | 0.24 | 0 | 0
27/12/2020 04:00 | 0 | 0.198 | 0 | 0
27/12/2020 05:00 | 0 | 0.36 | 0 | 0
27/12/2020 06:00 | 0 | 0.709 | 0 | 0
27/12/2020 07:00 | 0 | 0.237 | 0 | 0
27/12/2020 08:00 | 0 | 0.352 | 0 | 0
27/12/2020 09:00 | 0 | 0.852 | 0 | 0
27/12/2020 10:00 | 0 | 0.802 | 0 | 0
27/12/2020 11:00 | 0 | 0.798 | 0 | 0
27/12/2020 12:00 | 0 | 1.468 | 0 | 0
27/12/2020 13:00 | 0 | 1.102 | 0 | 0
27/12/2020 14:00 | 0 | 0.808 | 0 | 0
27/12/2020 15:00 | 0 | 1.211 | 0 | 0
27/12/2020 16:00 | 0 | 1.276 | 0 | 0
27/12/2020 17:00 | 0 | 1.063 | 0 | 0
27/12/2020 18:00 | 0 | 0.914 | 0 | 0
27/12/2020 19:00 | 0 | 0.855 | 0 | 0
27/12/2020 20:00 | 0 | 0.892 | 0 | 0
27/12/2020 21:00 | 0 | 0.986 | 0 | 0
27/12/2020 22:00 | 0 | 0.634 | 0 | 0
27/12/2020 23:00 | 0 | 0.502 | 0 | 0
28/12/2020 00:00 | 0 | 0.582 | 0 | 0
28/12/2020 01:00 | 0 | 0.554 | 0 | 0
28/12/2020 02:00 | 0 | 0.256 | 0 | 0
28/12/2020 03:00 | 0 | 0.499 | 0 | 0
28/12/2020 04:00 | 0 | 0.21 | 0 | 0
28/12/2020 05:00 | 0 | 0.167 | 0 | 0
28/12/2020 06:00 | 0 | 0.163 | 0 | 0
28/12/2020 07:00 | 0 | 0.435 | 0 | 0
28/12/2020 08:00 | 0 | 0.679 | 0 | 0
28/12/2020 09:00 | 0 | 0.484 | 0 | 0
28/12/2020 10:00 | 0 | 0.626 | 0 | 0
28/12/2020 11:00 | 0 | 0.845 | 0 | 0
28/12/2020 12:00 | 0 | 0.581 | 0 | 0
28/12/2020 13:00 | 0 | 0.533 | 0 | 0
28/12/2020 14:00 | 0 | 0.681 | 0 | 0
28/12/2020 15:00 | 0 | 0.54 | 0 | 0
28/12/2020 16:00 | 0 | 0.783 | 0 | 0
28/12/2020 17:00 | 0 | 0.705 | 0 | 0
28/12/2020 18:00 | 0 | 0.5355 | 0 | 0
28/12/2020 19:00 | 0 | 0.349 | 0 | 0
28/12/2020 20:00 | 0 | 0.583 | 0 | 0
28/12/2020 21:00 | 0 | 0.113 | 0 | 0
28/12/2020 22:00 | 0 | 0.7265 | 0 | 0
28/12/2020 23:00 | 0 | 0.49 | 0 | 0
29/12/2020 00:00 | 0 | 0.804 | 0 | 0
29/12/2020 01:00 | 0 | 0.84 | 0 | 0
29/12/2020 02:00 | 0 | 0.156 | 0 | 0
29/12/2020 03:00 | 0 | 0.111 | 0 | 0
29/12/2020 04:00 | 0 | 0.343 | 0 | 0
29/12/2020 05:00 | 0 | 0.253 | 0 | 0
29/12/2020 06:00 | 0 | 0.217 | 0 | 0
29/12/2020 07:00 | 0 | 0.56 | 0 | 0
29/12/2020 08:00 | 0 | 0.189 | 0 | 0
29/12/2020 09:00 | 0 | 0.912 | 0 | 0
29/12/2020 10:00 | 0 | 0.186 | 0 | 0
29/12/2020 11:00 | 0 | 0.913 | 0 | 0
29/12/2020 12:00 | 0 | 0.92 | 0 | 0
29/12/2020 13:00 | 0 | 0.886 | 0 | 0
29/12/2020 14:00 | 0 | 0.662 | 0 | 0
29/12/2020 15:00 | 0 | 0.808 | 0 | 0
29/12/2020 16:00 | 0 | 0.626 | 0 | 0
29/12/2020 17:00 | 0 | 0.619 | 0 | 0
29/12/2020 18:00 | 0 | 0.787 | 0 | 0
29/12/2020 19:00 | 0 | 0.491 | 0 | 0
29/12/2020 20:00 | 0 | 0.745 | 0 | 0
29/12/2020 21:00 | 0 | 0.727 | 0 | 0
29/12/2020 22:00 | 0 | 0.59 | 0 | 0
29/12/2020 23:00 | 0 | 1.151 | 0 | 0
30/12/2020 00:00 | 0 | 0.189 | 0 | 0
30/12/2020 01:00 | 0 | 0.308 | 0 | 0
30/12/2020 02:00 | 0 | 0.354 | 0 | 0
30/12/2020 03:00 | 0 | 0.199 | 0 | 0
30/12/2020 04:00 | 0 | 0.128 | 0 | 0
30/12/2020 05:00 | 0 | 0.195 | 0 | 0
30/12/2020 06:00 | 0 | 0.248 | 0 | 0
30/12/2020 07:00 | 0 | 0.676 | 0 | 0
30/12/2020 08:00 | 0 | 0.559 | 0 | 0
30/12/2020 09:00 | 0 | 0.396 | 0 | 0
30/12/2020 10:00 | 0 | 0.545 | 0 | 0
30/12/2020 11:00 | 0 | 0.882 | 0 | 0
30/12/2020 12:00 | 0 | 1.167 | 0 | 0
30/12/2020 13:00 | 0 | 1.869 | 0 | 0
30/12/2020 14:00 | 0 | 0.795 | 0 | 0
30/12/2020 15:00 | 0 | 0.98 | 0 | 0
30/12/2020 16:00 | 0 | 0.487 | 0 | 0
30/12/2020 17:00 | 0 | 0.455 | 0 | 0
30/12/2020 18:00 | 0 | 0.614 | 0 | 0
30/12/2020 19:00 | 0 | 0.361 | 0 | 0
30/12/2020 20:00 | 0 | 0.587 | 0 | 0
30/12/2020 21:00 | 0 | 0.852 | 0 | 0
30/12/2020 22:00 | 0 | 0.31 | 0 | 0
30/12/2020 23:00 | 0 | 0.576 | 0 | 0
31/12/2020 00:00 | 0 | 0.596 | 0 | 0
31/12/2020 01:00 | 0 | 0.219 | 0 | 0
31/12/2020 02:00 | 0 | 0.461 | 0 | 0
31/12/2020 03:00 | 0 | 0.156 | 0 | 0
31/12/2020 04:00 | 0 | 0.52 | 0 | 0
31/12/2020 05:00 | 0 | 0.23 | 0 | 0
31/12/2020 06:00 | 0 | 0.706 | 0 | 0
31/12/2020 07:00 | 0 | 3.078 | 0 | 0
31/12/2020 08:00 | 0 | 0.396 | 0 | 0
31/12/2020 09:00 | 0 | 0.577 | 0 | 0
31/12/2020 10:00 | 0 | 0.787 | 0 | 0
31/12/2020 11:00 | 0 | 0.585 | 0 | 0
31/12/2020 12:00 | 0 | 0.298 | 0 | 0
31/12/2020 13:00 | 0 | 0.63 | 0 | 0
31/12/2020 14:00 | 0 | 0.598 | 0 | 0
31/12/2020 15:00 | 0 | 0.605 | 0 | 0
31/12/2020 16:00 | 0 | 0.814 | 0 | 0
31/12/2020 17:00 | 0 | 0.664 | 0 | 0
31/12/2020 18:00 | 0 | 0.521 | 0 | 0
31/12/2020 19:00 | 0 | 0.321 | 0 | 0
31/12/2020 20:00 | 0 | 0.27 | 0 | 0
31/12/2020 21:00 | 0 | 0.34 | 0 | 0
31/12/2020 22:00 | 0 | 0.066 | 0 | 0
31/12/2020 23:00 | 0 | 1.269 | 0 | 0
01/01/2021 00:00 | 0 | 0.458 | 0 | 0
01/01/2021 01:00 | 0 | 0.516 | 0 | 0
01/01/2021 02:00 | 0 | 0.314 | 0 | 0
01/01/2021 03:00 | 0 | 0.055 | 0 | 0
01/01/2021 04:00 | 0 | 0.317 | 0 | 0
01/01/2021 05:00 | 0 | 0.207 | 0 | 0
01/01/2021 06:00 | 0 | 0.098 | 0 | 0
01/01/2021 07:00 | 0 | 0.397 | 0 | 0
01/01/2021 08:00 | 0 | 0.221 | 0 | 0
01/01/2021 09:00 | 0 | 0.724 | 0 | 0
01/01/2021 10:00 | 0 | 0.815 | 0 | 0
01/01/2021 11:00 | 0 | 0.566 | 0 | 0
01/01/2021 12:00 | 0 | 0.386 | 0 | 0
01/01/2021 13:00 | 0 | 1.067 | 0 | 0
01/01/2021 14:00 | 0 | 0.878 | 0 | 0
01/01/2021 15:00 | 0 | 1.024 | 0 | 0
01/01/2021 16:00 | 0 | 1.28 | 0 | 0
01/01/2021 17:00 | 0 | 0.87 | 0 | 0
01/01/2021 18:00 | 0 | 0.748 | 0 | 0
01/01/2021 19:00 | 0 | 1.176 | 0 | 0
01/01/2021 20:00 | 0 | 0.936 | 0 | 0
01/01/2021 21:00 | 0 | 0.715 | 0 | 0
01/01/2021 22:00 | 0 | 0.838 | 0 | 0
01/01/2021 23:00 | 0 | 0.112 | 0 | 0
02/01/2021 00:00 | 0 | 0.37999 | 0 | 0
02/01/2021 01:00 | 0 | 0.53469 | 0 | 0
02/01/2021 02:00 | 0 | 0.48538 | 0 | 0
02/01/2021 03:00 | 0 | 0.39907 | 0 | 0
02/01/2021 04:00 | 0 | 0.53376 | 0 | 0
02/01/2021 05:00 | 0 | 0.76645 | 0 | 0
02/01/2021 06:00 | 0 | 0.65614 | 0 | 0
02/01/2021 07:00 | 0 | 0.60484 | 0 | 0
02/01/2021 08:00 | 0 | 0.60153 | 0 | 0
02/01/2021 09:00 | 0 | 0.50422 | 0 | 0
02/01/2021 10:00 | 0 | 1.1029 | 0 | 0
02/01/2021 11:00 | 0 | 1.1136 | 0 | 0
02/01/2021 12:00 | 0 | 0.89829 | 0 | 0
02/01/2021 13:00 | 0 | 1.009 | 0 | 0
02/01/2021 14:00 | 0 | 1.0887 | 0 | 0
02/01/2021 15:00 | 0 | 1.2994 | 0 | 0
02/01/2021 16:00 | 0 | 1.2731 | 0 | 0
02/01/2021 17:00 | 0 | 1.3128 | 0 | 0
02/01/2021 18:00 | 0 | 1.2214 | 0 | 0
02/01/2021 19:00 | 0 | 1.4641 | 0 | 0
02/01/2021 20:00 | 0 | 1.2398 | 0 | 0
02/01/2021 21:00 | 0 | 1.4615 | 0 | 0
02/01/2021 22:00 | 0 | 0.94721 | 0 | 0
02/01/2021 23:00 | 0 | 1.1009 | 0 | 0
03/01/2021 00:00 | 0 | 0.7566 | 0 | 0
03/01/2021 01:00 | 0 | 0.65629 | 0 | 0
03/01/2021 02:00 | 0 | 0.53198 | 0 | 0
03/01/2021 03:00 | 0 | 0.65967 | 0 | 0
03/01/2021 04:00 | 0 | 0.31636 | 0 | 0
03/01/2021 05:00 | 0 | 0.59205 | 0 | 0
03/01/2021 06:00 | 0 | 0.73175 | 0 | 0
03/01/2021 07:00 | 0 | 0.66544 | 0 | 0
03/01/2021 08:00 | 0 | 0.56113 | 0 | 0
03/01/2021 09:00 | 0 | 0.66382 | 0 | 0
03/01/2021 10:00 | 0 | 0.66851 | 0 | 0
03/01/2021 11:00 | 0 | 0.5142 | 0 | 0
03/01/2021 12:00 | 0 | 0.7309 | 0 | 0
03/01/2021 13:00 | 0 | 0.98559 | 0 | 0
03/01/2021 14:00 | 0 | 0.88828 | 0 | 0
03/01/2021 15:00 | 0 | 0.72597 | 0 | 0
03/01/2021 16:00 | 0 | 1.0967 | 0 | 0
03/01/2021 17:00 | 0 | 0.85135 | 0 | 0
03/01/2021 18:00 | 0 | 0.48305 | 0 | 0
03/01/2021 19:00 | 0 | 0.52874 | 0 | 0
03/01/2021 20:00 | 0 | 0.71643 | 0 | 0
03/01/2021 21:00 | 0 | 0.61812 | 0 | 0
03/01/2021 22:00 | 0 | 0.50081 | 0 | 0
03/01/2021 23:00 | 0 | 0.3785 | 0 | 0
04/01/2021 00:00 | 0 | 0.2662 | 0 | 0
04/01/2021 01:00 | 0 | 0.36889 | 0 | 0
04/01/2021 02:00 | 0 | 0.41208 | 0 | 0
04/01/2021 03:00 | 0 | 0.49727 | 0 | 0
04/01/2021 04:00 | 0 | 0.67996 | 0 | 0
04/01/2021 05:00 | 0 | 0.56965 | 0 | 0
04/01/2021 06:00 | 0 | 0.89235 | 0 | 0
04/01/2021 07:00 | 0 | 0.69104 | 0 | 0
04/01/2021 08:00 | 0 | 0.60073 | 0 | 0
04/01/2021 09:00 | 0 | 0.46042 | 0 | 0
04/01/2021 10:00 | 0 | 0.57711 | 0 | 0
04/01/2021 11:00 | 0 | 0.6338 | 0 | 0
04/01/2021 12:00 | 0 | 0.7275 | 0 | 0
04/01/2021 13:00 | 0 | 0.83619 | 0 | 0
04/01/2021 14:00 | 0 | 0.72988 | 0 | 0
04/01/2021 15:00 | 0 | 0.83457 | 0 | 0
04/01/2021 16:00 | 0 | 0.58826 | 0 | 0
04/01/2021 17:00 | 0 | 0.82195 | 0 | 0
04/01/2021 18:00 | 0 | 0.61365 | 0 | 0
04/01/2021 19:00 | 0 | 0.81634 | 0 | 0
04/01/2021 20:00 | 0 | 0.69503 | 0 | 0
04/01/2021 21:00 | 0 | 0.46572 | 0 | 0
04/01/2021 22:00 | 0 | 0.60141 | 0 | 0
04/01/2021 23:00 | 0 | 1.0491 | 0 | 0
05/01/2021 00:00 | 0 | 0.7968 | 0 | 0
05/01/2021 01:00 | 0 | 0.81149 | 0 | 0
05/01/2021 02:00 | 0 | 0.56818 | 0 | 0
05/01/2021 03:00 | 0 | 0.49387 | 0 | 0
05/01/2021 04:00 | 0 | 0.45956 | 0 | 0
05/01/2021 05:00 | 0 | 0.50125 | 0 | 0
05/01/2021 06:00 | 0 | 0.25295 | 0 | 0
05/01/2021 07:00 | 0 | 0.50764 | 0 | 0
05/01/2021 08:00 | 0 | 0.45133 | 0 | 0
05/01/2021 09:00 | 0 | 0.73702 | 0 | 0
05/01/2021 10:00 | 0 | 0.47571 | 0 | 0
05/01/2021 11:00 | 0 | 0.7564 | 0 | 0
05/01/2021 12:00 | 0 | 1.2891 | 0 | 0
05/01/2021 13:00 | 0 | 1.1918 | 0 | 0
05/01/2021 14:00 | 0 | 1.2575 | 0 | 0
05/01/2021 15:00 | 0 | 0.98617 | 0 | 0
05/01/2021 16:00 | 0 | 1.1819 | 0 | 0
05/01/2021 17:00 | 0 | 1.1906 | 0 | 0
05/01/2021 18:00 | 0 | 1.0652 | 0 | 0
05/01/2021 19:00 | 0 | 1.2909 | 0 | 0
05/01/2021 20:00 | 0 | 0.70763 | 0 | 0
05/01/2021 21:00 | 0 | 1.1253 | 0 | 0
05/01/2021 22:00 | 0 | 0.74601 | 0 | 0
05/01/2021 23:00 | 0 | 0.5727 | 0 | 0
06/01/2021 00:00 | 0 | 0.74 | 0 | 0
06/01/2021 01:00 | 0 | 0.387 | 0 | 0
06/01/2021 02:00 | 0 | 0.502 | 0 | 0
06/01/2021 03:00 | 0 | 0.382 | 0 | 0
06/01/2021 04:00 | 0 | 0.476 | 0 | 0
06/01/2021 05:00 | 0 | 0.745 | 0 | 0
06/01/2021 06:00 | 0 | 0.369 | 0 | 0
06/01/2021 07:00 | 0 | 0.255 | 0 | 0
06/01/2021 08:00 | 0 | 0.275 | 0 | 0
06/01/2021 09:00 | 0 | 0.537 | 0 | 0
06/01/2021 10:00 | 0 | 0.38 | 0 | 0
06/01/2021 11:00 | 0 | 1.114 | 0 | 0
06/01/2021 12:00 | 0 | 1.094 | 0 | 0
06/01/2021 13:00 | 0 | 1.118 | 0 | 0
06/01/2021 14:00 | 0 | 0.759 | 0 | 0
06/01/2021 15:00 | 0 | 0.744 | 0 | 0
06/01/2021 16:00 | 0 | 0.869 | 0 | 0
06/01/2021 17:00 | 0 | 0.795 | 0 | 0
06/01/2021 18:00 | 0 | 0.75 | 0 | 0
06/01/2021 19:00 | 0 | 0.827 | 0 | 0
06/01/2021 20:00 | 0 | 0.671 | 0 | 0
06/01/2021 21:00 | 0 | 0.479 | 0 | 0
06/01/2021 22:00 | 0 | 0.414 | 0 | 0
06/01/2021 23:00 | 0 | 1.091 | 0 | 0
07/01/2021 00:00 | 0 | 0.969 | 0 | 0
07/01/2021 01:00 | 0 | 0.806 | 0 | 0
07/01/2021 02:00 | 0 | 0.502 | 0 | 0
07/01/2021 03:00 | 0 | 0.519 | 0 | 0
07/01/2021 04:00 | 0 | 0.36 | 0 | 0
07/01/2021 05:00 | 0 | 0.158 | 0 | 0
07/01/2021 06:00 | 0 | 0.067 | 0 | 0
07/01/2021 07:00 | 0 | 0.067 | 0 | 0
07/01/2021 08:00 | 0 | 0.268 | 0 | 0
07/01/2021 09:00 | 0 | 0.663 | 0 | 0
07/01/2021 10:00 | 0 | 1.191 | 0 | 0
07/01/2021 11:00 | 0 | 0.663 | 0 | 0
07/01/2021 12:00 | 0 | 0.87 | 0 | 0
07/01/2021 13:00 | 0 | 1.345 | 0 | 0
07/01/2021 14:00 | 0 | 0.82 | 0 | 0
07/01/2021 15:00 | 0 | 0.759 | 0 | 0
07/01/2021 16:00 | 0 | 0.711 | 0 | 0
07/01/2021 17:00 | 0 | 0.504 | 0 | 0
07/01/2021 18:00 | 0 | 0.862 | 0 | 0
07/01/2021 19:00 | 0 | 0.66 | 0 | 0
07/01/2021 20:00 | 0 | 0.493 | 0 | 0
07/01/2021 21:00 | 0 | 0.324 | 0 | 0
07/01/2021 22:00 | 0 | 0.757 | 0 | 0
07/01/2021 23:00 | 0 | 0.855 | 0 | 0
08/01/2021 00:00 | 0 | 0.731 | 0 | 0
08/01/2021 01:00 | 0 | 0.377 | 0 | 0
08/01/2021 02:00 | 0 | 0.613 | 0 | 0
08/01/2021 03:00 | 0 | 0.273 | 0 | 0
08/01/2021 04:00 | 0 | 0.254 | 0 | 0
08/01/2021 05:00 | 0 | 0.326 | 0 | 0
08/01/2021 06:00 | 0 | 0.067 | 0 | 0
08/01/2021 07:00 | 0 | 0.216 | 0 | 0
08/01/2021 08:00 | 0 | 0.209 | 0 | 0
08/01/2021 09:00 | 0 | 0.685 | 0 | 0
08/01/2021 10:00 | 0 | 0.923 | 0 | 0
08/01/2021 11:00 | 0 | 0.782 | 0 | 0
08/01/2021 12:00 | 0 | 2.121 | 0 | 0
08/01/2021 13:00 | 0 | 1.06 | 0 | 0
08/01/2021 14:00 | 0 | 0.761 | 0 | 0
08/01/2021 15:00 | 0 | 0.675 | 0 | 0
08/01/2021 16:00 | 0 | 0.832 | 0 | 0
08/01/2021 17:00 | 0 | 0.562 | 0 | 0
08/01/2021 18:00 | 0 | 0.515 | 0 | 0
08/01/2021 19:00 | 0 | 0.49 | 0 | 0
08/01/2021 20:00 | 0 | 0.856 | 0 | 0
08/01/2021 21:00 | 0 | 0.886 | 0 | 0
08/01/2021 22:00 | 0 | 0.719 | 0 | 0
08/01/2021 23:00 | 0 | 0.431 | 0 | 0
09/01/2021 00:00 | 0 | 0.268 | 0 | 0
09/01/2021 01:00 | 0 | 0.105 | 0 | 0
09/01/2021 02:00 | 0 | 0.387 | 0 | 0
09/01/2021 03:00 | 0 | 0.555 | 0 | 0
09/01/2021 04:00 | 0 | 0.258 | 0 | 0
09/01/2021 05:00 | 0 | 0.125 | 0 | 0
09/01/2021 06:00 | 0 | 0.169 | 0 | 0
09/01/2021 07:00 | 0 | 0.615 | 0 | 0
09/01/2021 08:00 | 0 | 0.398 | 0 | 0
09/01/2021 09:00 | 0 | 0.652 | 0 | 0
09/01/2021 10:00 | 0 | 0.755 | 0 | 0
09/01/2021 11:00 | 0 | 0.728 | 0 | 0
09/01/2021 12:00 | 0 | 0.753 | 0 | 0
09/01/2021 13:00 | 0 | 1.071 | 0 | 0
09/01/2021 14:00 | 0 | 0.707 | 0 | 0
09/01/2021 15:00 | 0 | 0.589 | 0 | 0
09/01/2021 16:00 | 0 | 0.877 | 0 | 0
09/01/2021 17:00 | 0 | 1.037 | 0 | 0
09/01/2021 18:00 | 0 | 0.296 | 0 | 0
09/01/2021 19:00 | 0 | 0.691 | 0 | 0
09/01/2021 20:00 | 0 | 1.061 | 0 | 0
09/01/2021 21:00 | 0 | 0.66 | 0 | 0
09/01/2021 22:00 | 0 | 0.633 | 0 | 0
09/01/2021 23:00 | 0 | 0.854 | 0 | 0
10/01/2021 00:00 | 0 | 0.603 | 0 | 0
10/01/2021 01:00 | 0 | 0.849 | 0 | 0
10/01/2021 02:00 | 0 | 0.436 | 0 | 0
10/01/2021 03:00 | 0 | 0.464 | 0 | 0
10/01/2021 04:00 | 0 | 0.363 | 0 | 0
10/01/2021 05:00 | 0 | 0.417 | 0 | 0
10/01/2021 06:00 | 0 | 0.252 | 0 | 0
10/01/2021 07:00 | 0 | 0.25 | 0 | 0
10/01/2021 08:00 | 0 | 0.098 | 0 | 0
10/01/2021 09:00 | 0 | 0.46 | 0 | 0
10/01/2021 10:00 | 0 | 1.302 | 0 | 0
10/01/2021 11:00 | 0 | 1.915 | 0 | 0
10/01/2021 12:00 | 0 | 1.77 | 0 | 0
10/01/2021 13:00 | 0 | 1.749 | 0 | 0
10/01/2021 14:00 | 0 | 1.153 | 0 | 0
10/01/2021 15:00 | 0 | 0.935 | 0 | 0
10/01/2021 16:00 | 0 | 0.694 | 0 | 0
10/01/2021 17:00 | 0 | 0.705 | 0 | 0
10/01/2021 18:00 | 0 | 0.756 | 0 | 0
10/01/2021 19:00 | 0 | 0.881 | 0 | 0
10/01/2021 20:00 | 0 | 0.952 | 0 | 0
10/01/2021 21:00 | 0 | 1 | 0 | 0
10/01/2021 22:00 | 0 | 0.52 | 0 | 0
10/01/2021 23:00 | 0 | 0.51 | 0 | 0
11/01/2021 00:00 | 0 | 0.437 | 0 | 0
11/01/2021 01:00 | 0 | 0.284 | 0 | 0
11/01/2021 02:00 | 0 | 0.282 | 0 | 0
11/01/2021 03:00 | 0 | 0.322 | 0 | 0
11/01/2021 04:00 | 0 | 0.405 | 0 | 0
11/01/2021 05:00 | 0 | 0.613 | 0 | 0
11/01/2021 06:00 | 0 | 0.881 | 0 | 0
11/01/2021 07:00 | 0 | 0.522 | 0 | 0
11/01/2021 08:00 | 0 | 0.572 | 0 | 0
11/01/2021 09:00 | 0 | 0.57 | 0 | 0
11/01/2021 10:00 | 0 | 0.528 | 0 | 0
11/01/2021 11:00 | 0 | 0.701 | 0 | 0
11/01/2021 12:00 | 0 | 0.606 | 0 | 0
11/01/2021 13:00 | 0 | 1.073 | 0 | 0
11/01/2021 14:00 | 0 | 0.91 | 0 | 0
11/01/2021 15:00 | 0 | 0.832 | 0 | 0
11/01/2021 16:00 | 0 | 0.983 | 0 | 0
11/01/2021 17:00 | 0 | 0.691 | 0 | 0
11/01/2021 18:00 | 0 | 0.825 | 0 | 0
11/01/2021 19:00 | 0 | 0.693 | 0 | 0
11/01/2021 20:00 | 0 | 1.248 | 0 | 0
11/01/2021 21:00 | 0 | 1.048 | 0 | 0
11/01/2021 22:00 | 0 | 0.832 | 0 | 0
11/01/2021 23:00 | 0 | 0.991 | 0 | 0
12/01/2021 00:00 | 0 | 0.733 | 0 | 0
12/01/2021 01:00 | 0 | 0.581 | 0 | 0
12/01/2021 02:00 | 0 | 0.321 | 0 | 0
12/01/2021 03:00 | 0 | 0.28 | 0 | 0
12/01/2021 04:00 | 0 | 0.276 | 0 | 0
12/01/2021 05:00 | 0 | 0.424 | 0 | 0
12/01/2021 06:00 | 0 | 0.552 | 0 | 0
12/01/2021 07:00 | 0 | 0.536 | 0 | 0
12/01/2021 08:00 | 0 | 0.422 | 0 | 0
12/01/2021 09:00 | 0 | 0.608 | 0 | 0
12/01/2021 10:00 | 0 | 0.557 | 0 | 0
12/01/2021 11:00 | 0 | 2.112 | 0 | 0
12/01/2021 12:00 | 0 | 1.009 | 0 | 0
12/01/2021 13:00 | 0 | 1.004 | 0 | 0
12/01/2021 14:00 | 0 | 1.114 | 0 | 0
12/01/2021 15:00 | 0 | 1.034 | 0 | 0
12/01/2021 16:00 | 0 | 0.996 | 0 | 0
12/01/2021 17:00 | 0 | 0.926 | 0 | 0
12/01/2021 18:00 | 0 | 0.635 | 0 | 0
12/01/2021 19:00 | 0 | 0.683 | 0 | 0
12/01/2021 20:00 | 0 | 0.772 | 0 | 0
12/01/2021 21:00 | 0 | 0.701 | 0 | 0
12/01/2021 22:00 | 0 | 0.759 | 0 | 0
12/01/2021 23:00 | 0 | 0.794 | 0 | 0
13/01/2021 00:00 | 0 | 0.483 | 0 | 0
13/01/2021 01:00 | 0 | 0.48 | 0 | 0
13/01/2021 02:00 | 0 | 0.527 | 0 | 0
13/01/2021 03:00 | 0 | 0.373 | 0 | 0
13/01/2021 04:00 | 0 | 0.757 | 0 | 0
13/01/2021 05:00 | 0 | 0.405 | 0 | 0
13/01/2021 06:00 | 0 | 0.71 | 0 | 0
13/01/2021 07:00 | 0 | 0.285 | 0 | 0
13/01/2021 08:00 | 0 | 0.533 | 0 | 0
13/01/2021 09:00 | 0 | 0.544 | 0 | 0
13/01/2021 10:00 | 0 | 0.706 | 0 | 0
13/01/2021 11:00 | 0 | 0.669 | 0 | 0
13/01/2021 12:00 | 0 | 0.56 | 0 | 0
13/01/2021 13:00 | 0 | 0.966 | 0 | 0
13/01/2021 14:00 | 0 | 0.938 | 0 | 0
13/01/2021 15:00 | 0 | 0.68 | 0 | 0
13/01/2021 16:00 | 0 | 0.613 | 0 | 0
13/01/2021 17:00 | 0 | 0.947 | 0 | 0
13/01/2021 18:00 | 0 | 0.964 | 0 | 0
13/01/2021 19:00 | 0 | 1.007 | 0 | 0
13/01/2021 20:00 | 0 | 1.036 | 0 | 0
13/01/2021 21:00 | 0 | 0.91 | 0 | 0
13/01/2021 22:00 | 0 | 0.954 | 0 | 0
13/01/2021 23:00 | 0 | 0.704 | 0 | 0
14/01/2021 00:00 | 0 | 0.852 | 0 | 0
14/01/2021 01:00 | 0 | 0.7 | 0 | 0
14/01/2021 02:00 | 0 | 0.28 | 0 | 0
14/01/2021 03:00 | 0 | 0.425 | 0 | 0
14/01/2021 04:00 | 0 | 0.423 | 0 | 0
14/01/2021 05:00 | 0 | 0.509 | 0 | 0
14/01/2021 06:00 | 0 | 0.738 | 0 | 0
14/01/2021 07:00 | 0 | 0.831 | 0 | 0
14/01/2021 08:00 | 0 | 0.802 | 0 | 0
14/01/2021 09:00 | 0 | 1.713 | 0 | 0
14/01/2021 10:00 | 0 | 0.924 | 0 | 0
14/01/2021 11:00 | 0 | 1.12 | 0 | 0
14/01/2021 12:00 | 0 | 1.015 | 0 | 0
14/01/2021 13:00 | 0 | 0.9 | 0 | 0
14/01/2021 14:00 | 0 | 1.079 | 0 | 0
14/01/2021 15:00 | 0 | 0.899 | 0 | 0
14/01/2021 16:00 | 0 | 0.93 | 0 | 0
14/01/2021 17:00 | 0 | 0.818 | 0 | 0
14/01/2021 18:00 | 0 | 0.805 | 0 | 0
14/01/2021 19:00 | 0 | 0.608 | 0 | 0
14/01/2021 20:00 | 0 | 0.897 | 0 | 0
14/01/2021 21:00 | 0 | 0.736 | 0 | 0
14/01/2021 22:00 | 0 | 0.955 | 0 | 0
14/01/2021 23:00 | 0 | 0.852 | 0 | 0
15/01/2021 00:00 | 0 | 0.305 | 0 | 0
15/01/2021 01:00 | 0 | 0.18 | 0 | 0
15/01/2021 02:00 | 0 | 0.312 | 0 | 0
15/01/2021 03:00 | 0 | 0.27 | 0 | 0
15/01/2021 04:00 | 0 | 0.425 | 0 | 0
15/01/2021 05:00 | 0 | 0.493 | 0 | 0
15/01/2021 06:00 | 0 | 0.509 | 0 | 0
15/01/2021 07:00 | 0 | 0.548 | 0 | 0
15/01/2021 08:00 | 0 | 0.528 | 0 | 0
15/01/2021 09:00 | 0 | 0.521 | 0 | 0
15/01/2021 10:00 | 0 | 0.64 | 0 | 0
15/01/2021 11:00 | 0 | 0.752 | 0 | 0
15/01/2021 12:00 | 0 | 0.634 | 0 | 0
15/01/2021 13:00 | 0 | 1.108 | 0 | 0
15/01/2021 14:00 | 0 | 0.823 | 0 | 0
15/01/2021 15:00 | 0 | 1.238 | 0 | 0
15/01/2021 16:00 | 0 | 0.81 | 0 | 0
15/01/2021 17:00 | 0 | 0.812 | 0 | 0
15/01/2021 18:00 | 0 | 0.547 | 0 | 0
15/01/2021 19:00 | 0 | 0.544 | 0 | 0
15/01/2021 20:00 | 0 | 0.572 | 0 | 0
15/01/2021 21:00 | 0 | 0.795 | 0 | 0
15/01/2021 22:00 | 0 | 0.552 | 0 | 0
15/01/2021 23:00 | 0 | 0.368 | 0 | 0
16/01/2021 00:00 | 0 | 0.156 | 0 | 0
16/01/2021 01:00 | 0 | 0.306 | 0 | 0
16/01/2021 02:00 | 0 | 0.155 | 0 | 0
16/01/2021 03:00 | 0 | 0.274 | 0 | 0
16/01/2021 04:00 | 0 | 0.301 | 0 | 0
16/01/2021 05:00 | 0 | 0.376 | 0 | 0
16/01/2021 06:00 | 0 | 0.598 | 0 | 0
16/01/2021 07:00 | 0 | 0.781 | 0 | 0
16/01/2021 08:00 | 0 | 0.389 | 0 | 0
16/01/2021 09:00 | 0 | 0.549 | 0 | 0
16/01/2021 10:00 | 0 | 0.528 | 0 | 0
16/01/2021 11:00 | 0 | 0.534 | 0 | 0
16/01/2021 12:00 | 0 | 0.765 | 0 | 0
16/01/2021 13:00 | 0 | 0.761 | 0 | 0
16/01/2021 14:00 | 0 | 0.578 | 0 | 0
16/01/2021 15:00 | 0 | 0.552 | 0 | 0
16/01/2021 16:00 | 0 | 0.541 | 0 | 0
16/01/2021 17:00 | 0 | 0.538 | 0 | 0
16/01/2021 18:00 | 0 | 0.607 | 0 | 0
16/01/2021 19:00 | 0 | 0.673 | 0 | 0
16/01/2021 20:00 | 0 | 0.635 | 0 | 0
16/01/2021 21:00 | 0 | 0.831 | 0 | 0
16/01/2021 22:00 | 0 | 0.716 | 0 | 0
16/01/2021 23:00 | 0 | 0.636 | 0 | 0
17/01/2021 00:00 | 0 | 1.0745 | 0 | 0
17/01/2021 01:00 | 0 | 0.513 | 0 | 0
17/01/2021 02:00 | 0 | 0.48 | 0 | 0
17/01/2021 03:00 | 0 | 0.479 | 0 | 0
17/01/2021 04:00 | 0 | 0.51 | 0 | 0
17/01/2021 05:00 | 0 | 0.36 | 0 | 0
17/01/2021 06:00 | 0 | 0.354 | 0 | 0
17/01/2021 07:00 | 0 | 0.773 | 0 | 0
17/01/2021 08:00 | 0 | 0.59 | 0 | 0
17/01/2021 09:00 | 0 | 0.537 | 0 | 0
17/01/2021 10:00 | 0 | 0.489 | 0 | 0
17/01/2021 11:00 | 0 | 0.317 | 0 | 0
17/01/2021 12:00 | 0 | 0.57 | 0 | 0
17/01/2021 13:00 | 0 | 0.794 | 0 | 0
17/01/2021 14:00 | 0 | 0.752 | 0 | 0
17/01/2021 15:00 | 0 | 0.66 | 0 | 0
17/01/2021 16:00 | 0 | 0.982 | 0 | 0
17/01/2021 17:00 | 0 | 0.557 | 0 | 0
17/01/2021 18:00 | 0 | 0.71 | 0 | 0
17/01/2021 19:00 | 0 | 0.486 | 0 | 0
17/01/2021 20:00 | 0 | 1.128 | 0 | 0
17/01/2021 21:00 | 0 | 1.149 | 0 | 0
17/01/2021 22:00 | 0 | 1.009 | 0 | 0
17/01/2021 23:00 | 0 | 0.61 | 0 | 0
18/01/2021 00:00 | 0 | 0.209 | 0 | 0
18/01/2021 01:00 | 0 | 0.055 | 0 | 0
18/01/2021 02:00 | 0 | 0.055 | 0 | 0
18/01/2021 03:00 | 0 | 0.297 | 0 | 0
18/01/2021 04:00 | 0 | 0.069 | 0 | 0
18/01/2021 05:00 | 0 | 0.286 | 0 | 0
18/01/2021 06:00 | 0 | 0.516 | 0 | 0
18/01/2021 07:00 | 0 | 0.388 | 0 | 0
18/01/2021 08:00 | 0 | 0.602 | 0 | 0
18/01/2021 09:00 | 0 | 0.672 | 0 | 0
18/01/2021 10:00 | 0 | 0.404 | 0 | 0
18/01/2021 11:00 | 0 | 0.551 | 0 | 0
18/01/2021 12:00 | 0 | 0.817 | 0 | 0
18/01/2021 13:00 | 0 | 0.771 | 0 | 0
18/01/2021 14:00 | 0 | 0.809 | 0 | 0
18/01/2021 15:00 | 0 | 0.762 | 0 | 0
18/01/2021 16:00 | 0 | 0.753 | 0 | 0
18/01/2021 17:00 | 0 | 0.465 | 0 | 0
18/01/2021 18:00 | 0 | 0.458 | 0 | 0
18/01/2021 19:00 | 0 | 0.425 | 0 | 0
18/01/2021 20:00 | 0 | 0.586 | 0 | 0
18/01/2021 21:00 | 0 | 0.902 | 0 | 0
18/01/2021 22:00 | 0 | 0.657 | 0 | 0
18/01/2021 23:00 | 0 | 0.595 | 0 | 0
19/01/2021 00:00 | 0 | 0.506 | 0 | 0
19/01/2021 01:00 | 0 | 0.654 | 0 | 0
19/01/2021 02:00 | 0 | 0.652 | 0 | 0
19/01/2021 03:00 | 0 | 0.825 | 0 | 0
19/01/2021 04:00 | 0 | 0.374 | 0 | 0
19/01/2021 05:00 | 0 | 0.454 | 0 | 0
19/01/2021 06:00 | 0 | 0.608 | 0 | 0
19/01/2021 07:00 | 0 | 0.243 | 0 | 0
19/01/2021 08:00 | 0 | 0.282 | 0 | 0
19/01/2021 09:00 | 0 | 0.36 | 0 | 0
19/01/2021 10:00 | 0 | 0.603 | 0 | 0
19/01/2021 11:00 | 0 | 0.664 | 0 | 0
19/01/2021 12:00 | 0 | 0.655 | 0 | 0
19/01/2021 13:00 | 0 | 0.611 | 0 | 0
19/01/2021 14:00 | 0 | 0.582 | 0 | 0
19/01/2021 15:00 | 0 | 0.917 | 0 | 0
19/01/2021 16:00 | 0 | 0.831 | 0 | 0
19/01/2021 17:00 | 0 | 0.91 | 0 | 0
19/01/2021 18:00 | 0 | 1.011 | 0 | 0
19/01/2021 19:00 | 0 | 0.674 | 0 | 0
19/01/2021 20:00 | 0 | 0.667 | 0 | 0
19/01/2021 21:00 | 0 | 0.807 | 0 | 0
19/01/2021 22:00 | 0 | 0.681 | 0 | 0
19/01/2021 23:00 | 0 | 0.515 | 0 | 0
20/01/2021 00:00 | 0 | 0.395 | 0 | 0
20/01/2021 01:00 | 0 | 0.362 | 0 | 0
20/01/2021 02:00 | 0 | 0.428 | 0 | 0
20/01/2021 03:00 | 0 | 0.359 | 0 | 0
20/01/2021 04:00 | 0 | 0.273 | 0 | 0
20/01/2021 05:00 | 0 | 0.508 | 0 | 0
20/01/2021 06:00 | 0 | 0.176 | 0 | 0
20/01/2021 07:00 | 0 | 0.375 | 0 | 0
20/01/2021 08:00 | 0 | 0.465 | 0 | 0
20/01/2021 09:00 | 0 | 0.17 | 0 | 0
20/01/2021 10:00 | 0 | 0.692 | 0 | 0
20/01/2021 11:00 | 0 | 0.437 | 0 | 0
20/01/2021 12:00 | 0 | 0.533 | 0 | 0
20/01/2021 13:00 | 0 | 1.054 | 0 | 0
20/01/2021 14:00 | 0 | 0.965 | 0 | 0
20/01/2021 15:00 | 0 | 0.662 | 0 | 0
20/01/2021 16:00 | 0 | 0.865 | 0 | 0
20/01/2021 17:00 | 0 | 0.64 | 0 | 0
20/01/2021 18:00 | 0 | 0.829 | 0 | 0
20/01/2021 19:00 | 0 | 0.561 | 0 | 0
20/01/2021 20:00 | 0 | 0.784 | 0 | 0
20/01/2021 21:00 | 0 | 0.801 | 0 | 0
20/01/2021 22:00 | 0 | 0.881 | 0 | 0
20/01/2021 23:00 | 0 | 0.924 | 0 | 0
21/01/2021 00:00 | 0 | 0.634 | 0 | 0
21/01/2021 01:00 | 0 | 0.358 | 0 | 0
21/01/2021 02:00 | 0 | 0.552 | 0 | 0
21/01/2021 03:00 | 0 | 0.358 | 0 | 0
21/01/2021 04:00 | 0 | 0.423 | 0 | 0
21/01/2021 05:00 | 0 | 0.423 | 0 | 0
21/01/2021 06:00 | 0 | 0.118 | 0 | 0
21/01/2021 07:00 | 0 | 0.3 | 0 | 0
21/01/2021 08:00 | 0 | 0.055 | 0 | 0
21/01/2021 09:00 | 0 | 0.301 | 0 | 0
21/01/2021 10:00 | 0 | 0.778 | 0 | 0
21/01/2021 11:00 | 0 | 0.78 | 0 | 0
21/01/2021 12:00 | 0 | 0.824 | 0 | 0
21/01/2021 13:00 | 0 | 0.465 | 0 | 0
21/01/2021 14:00 | 0 | 0.537 | 0 | 0
21/01/2021 15:00 | 0 | 0.577 | 0 | 0
21/01/2021 16:00 | 0 | 0.907 | 0 | 0
21/01/2021 17:00 | 0 | 0.888 | 0 | 0
21/01/2021 18:00 | 0 | 0.597 | 0 | 0
21/01/2021 19:00 | 0 | 0.604 | 0 | 0
21/01/2021 20:00 | 0 | 0.765 | 0 | 0
21/01/2021 21:00 | 0 | 0.778 | 0 | 0
21/01/2021 22:00 | 0 | 0.817 | 0 | 0
21/01/2021 23:00 | 0 | 0.741 | 0 | 0
22/01/2021 00:00 | 0 | 0.373 | 0 | 0
22/01/2021 01:00 | 0 | 0.433 | 0 | 0
22/01/2021 02:00 | 0 | 0.492 | 0 | 0
22/01/2021 03:00 | 0 | 0.59 | 0 | 0
22/01/2021 04:00 | 0 | 0.672 | 0 | 0
22/01/2021 05:00 | 0 | 0.73 | 0 | 0
22/01/2021 06:00 | 0 | 0.278 | 0 | 0
22/01/2021 07:00 | 0 | 0.569 | 0 | 0
22/01/2021 08:00 | 0 | 0.341 | 0 | 0
22/01/2021 09:00 | 0 | 0.721 | 0 | 0
22/01/2021 10:00 | 0 | 1.175 | 0 | 0
22/01/2021 11:00 | 0 | 1.904 | 0 | 0
22/01/2021 12:00 | 0 | 0.972 | 0 | 0
22/01/2021 13:00 | 0 | 1.022 | 0 | 0
22/01/2021 14:00 | 0 | 0.864 | 0 | 0
22/01/2021 15:00 | 0 | 0.816 | 0 | 0
22/01/2021 16:00 | 0 | 0.792 | 0 | 0
22/01/2021 17:00 | 0 | 0.496 | 0 | 0
22/01/2021 18:00 | 0 | 0.957 | 0 | 0
22/01/2021 19:00 | 0 | 0.697 | 0 | 0
22/01/2021 20:00 | 0 | 0.792 | 0 | 0
22/01/2021 21:00 | 0 | 0.567 | 0 | 0
22/01/2021 22:00 | 0 | 1.261 | 0 | 0
22/01/2021 23:00 | 0 | 0.922 | 0 | 0
23/01/2021 00:00 | 0 | 0.78 | 0 | 0
23/01/2021 01:00 | 0 | 0.218 | 0 | 0
23/01/2021 02:00 | 0 | 0.298 | 0 | 0
23/01/2021 03:00 | 0 | 0.448 | 0 | 0
23/01/2021 04:00 | 0 | 0.077 | 0 | 0
23/01/2021 05:00 | 0 | 0.167 | 0 | 0
23/01/2021 06:00 | 0 | 0.315 | 0 | 0
23/01/2021 07:00 | 0 | 0.244 | 0 | 0
23/01/2021 08:00 | 0 | 0.106 | 0 | 0
23/01/2021 09:00 | 0 | 0.382 | 0 | 0
23/01/2021 10:00 | 0 | 0.673 | 0 | 0
23/01/2021 11:00 | 0 | 1.526 | 0 | 0
23/01/2021 12:00 | 0 | 1.005 | 0 | 0
23/01/2021 13:00 | 0 | 1.141 | 0 | 0
23/01/2021 14:00 | 0 | 1.167 | 0 | 0
23/01/2021 15:00 | 0 | 1.068 | 0 | 0
23/01/2021 16:00 | 0 | 1.131 | 0 | 0
23/01/2021 17:00 | 0 | 0.791 | 0 | 0
23/01/2021 18:00 | 0 | 0.795 | 0 | 0
23/01/2021 19:00 | 0 | 0.483 | 0 | 0
23/01/2021 20:00 | 0 | 0.848 | 0 | 0
23/01/2021 21:00 | 0 | 0.956 | 0 | 0
23/01/2021 22:00 | 0 | 0.583 | 0 | 0
23/01/2021 23:00 | 0 | 0.364 | 0 | 0
24/01/2021 00:00 | 0 | 0.547 | 0 | 0
24/01/2021 01:00 | 0 | 0.357 | 0 | 0
24/01/2021 02:00 | 0 | 0.359 | 0 | 0
24/01/2021 03:00 | 0 | 0.547 | 0 | 0
24/01/2021 04:00 | 0 | 0.356 | 0 | 0
24/01/2021 05:00 | 0 | 0.702 | 0 | 0
24/01/2021 06:00 | 0 | 0.655 | 0 | 0
24/01/2021 07:00 | 0 | 0.791 | 0 | 0
24/01/2021 08:00 | 0 | 0.389 | 0 | 0
24/01/2021 09:00 | 0 | 0.481 | 0 | 0
24/01/2021 10:00 | 0 | 0.426 | 0 | 0
24/01/2021 11:00 | 0 | 0.512 | 0 | 0
24/01/2021 12:00 | 0 | 0.943 | 0 | 0
24/01/2021 13:00 | 0 | 0.861 | 0 | 0
24/01/2021 14:00 | 0 | 0.903 | 0 | 0
24/01/2021 15:00 | 0 | 0.62 | 0 | 0
24/01/2021 16:00 | 0 | 0.745 | 0 | 0
24/01/2021 17:00 | 0 | 0.651 | 0 | 0
24/01/2021 18:00 | 0 | 0.357 | 0 | 0
24/01/2021 19:00 | 0 | 0.783 | 0 | 0
24/01/2021 20:00 | 0 | 1.033 | 0 | 0
24/01/2021 21:00 | 0 | 0.826 | 0 | 0
24/01/2021 22:00 | 0 | 0.508 | 0 | 0
24/01/2021 23:00 | 0 | 1.091 | 0 | 0
25/01/2021 00:00 | 0 | 0.496 | 0 | 0
25/01/2021 01:00 | 0 | 0.056 | 0 | 0
25/01/2021 02:00 | 0 | 0.146 | 0 | 0
25/01/2021 03:00 | 0 | 0.327 | 0 | 0
25/01/2021 04:00 | 0 | 0.055 | 0 | 0
25/01/2021 05:00 | 0 | 0.146 | 0 | 0
25/01/2021 06:00 | 0 | 0.208 | 0 | 0
25/01/2021 07:00 | 0 | 0.216 | 0 | 0
25/01/2021 08:00 | 0 | 0.17 | 0 | 0
25/01/2021 09:00 | 0 | 0.551 | 0 | 0
25/01/2021 10:00 | 0 | 0.334 | 0 | 0
25/01/2021 11:00 | 0 | 0.863 | 0 | 0
25/01/2021 12:00 | 0 | 0.763 | 0 | 0
25/01/2021 13:00 | 0 | 0.73 | 0 | 0
25/01/2021 14:00 | 0 | 1.143 | 0 | 0
25/01/2021 15:00 | 0 | 0.929 | 0 | 0
25/01/2021 16:00 | 0 | 0.7325 | 0 | 0
25/01/2021 17:00 | 0 | 0.834 | 0 | 0
25/01/2021 18:00 | 0 | 1.07 | 0 | 0
25/01/2021 19:00 | 0 | 0.935 | 0 | 0
25/01/2021 20:00 | 0 | 0.958 | 0 | 0
25/01/2021 21:00 | 0 | 0.628 | 0 | 0
25/01/2021 22:00 | 0 | 0.506 | 0 | 0
25/01/2021 23:00 | 0 | 0.505 | 0 | 0
26/01/2021 00:00 | 0 | 0.294 | 0 | 0
26/01/2021 01:00 | 0 | 0.357 | 0 | 0
26/01/2021 02:00 | 0 | 0.468 | 0 | 0
26/01/2021 03:00 | 0 | 0.499 | 0 | 0
26/01/2021 04:00 | 0 | 0.284 | 0 | 0
26/01/2021 05:00 | 0 | 0.349 | 0 | 0
26/01/2021 06:00 | 0 | 0.158 | 0 | 0
26/01/2021 07:00 | 0 | 0.251 | 0 | 0
26/01/2021 08:00 | 0 | 0.23 | 0 | 0
26/01/2021 09:00 | 0 | 0.417 | 0 | 0
26/01/2021 10:00 | 0 | 0.341 | 0 | 0
26/01/2021 11:00 | 0 | 0.409 | 0 | 0
26/01/2021 12:00 | 0 | 0.849 | 0 | 0
26/01/2021 13:00 | 0 | 0.979 | 0 | 0
26/01/2021 14:00 | 0 | 1.164 | 0 | 0
26/01/2021 15:00 | 0 | 0.891 | 0 | 0
26/01/2021 16:00 | 0 | 0.85 | 0 | 0
26/01/2021 17:00 | 0 | 0.803 | 0 | 0
26/01/2021 18:00 | 0 | 0.936 | 0 | 0
26/01/2021 19:00 | 0 | 0.764 | 0 | 0
26/01/2021 20:00 | 0 | 0.923 | 0 | 0
26/01/2021 21:00 | 0 | 0.978 | 0 | 0
26/01/2021 22:00 | 0 | 0.348 | 0 | 0
26/01/2021 23:00 | 0 | 0.323 | 0 | 0
27/01/2021 00:00 | 0 | 0.093 | 0 | 0
27/01/2021 01:00 | 0 | 0.578 | 0 | 0
27/01/2021 02:00 | 0 | 0.516 | 0 | 0
27/01/2021 03:00 | 0 | 0.157 | 0 | 0
27/01/2021 04:00 | 0 | 0.188 | 0 | 0
27/01/2021 05:00 | 0 | 0.278 | 0 | 0
27/01/2021 06:00 | 0 | 0.535 | 0 | 0
27/01/2021 07:00 | 0 | 0.745 | 0 | 0
27/01/2021 08:00 | 0 | 0.147 | 0 | 0
27/01/2021 09:00 | 0 | 0.434 | 0 | 0
27/01/2021 10:00 | 0 | 0.334 | 0 | 0
27/01/2021 11:00 | 0 | 0.5095 | 0 | 0
27/01/2021 12:00 | 0 | 0.444 | 0 | 0
27/01/2021 13:00 | 0 | 0.383 | 0 | 0
27/01/2021 14:00 | 0 | 0.536 | 0 | 0
27/01/2021 15:00 | 0 | 0.16 | 0 | 0
27/01/2021 16:00 | 0 | 0.055 | 0 | 0
27/01/2021 17:00 | 0 | 0.663 | 0 | 0
27/01/2021 18:00 | 0 | 0.777 | 0 | 0
27/01/2021 19:00 | 0 | 0.847 | 0 | 0
27/01/2021 20:00 | 0 | 0.677 | 0 | 0
27/01/2021 21:00 | 0 | 0.897 | 0 | 0
27/01/2021 22:00 | 0 | 0.974 | 0 | 0
27/01/2021 23:00 | 0 | 0.552 | 0 | 0
28/01/2021 00:00 | 0 | 0.07 | 0 | 0
28/01/2021 01:00 | 0 | 0.515 | 0 | 0
28/01/2021 02:00 | 0 | 0.2915 | 0 | 0
28/01/2021 03:00 | 0 | 0.325 | 0 | 0
28/01/2021 04:00 | 0 | 0.154 | 0 | 0
28/01/2021 05:00 | 0 | 0.157 | 0 | 0
28/01/2021 06:00 | 0 | 0.295 | 0 | 0
28/01/2021 07:00 | 0 | 0.294 | 0 | 0
28/01/2021 08:00 | 0 | 0.6515 | 0 | 0
28/01/2021 09:00 | 0 | 0.655 | 0 | 0
28/01/2021 10:00 | 0 | 0.308 | 0 | 0
28/01/2021 11:00 | 0 | 0.355 | 0 | 0
28/01/2021 12:00 | 0 | 0.445 | 0 | 0
28/01/2021 13:00 | 0 | 0.534 | 0 | 0
28/01/2021 14:00 | 0 | 0.518 | 0 | 0
28/01/2021 15:00 | 0 | 0.632 | 0 | 0
28/01/2021 16:00 | 0 | 0.547 | 0 | 0
28/01/2021 17:00 | 0 | 0.6 | 0 | 0
28/01/2021 18:00 | 0 | 0.623 | 0 | 0
28/01/2021 19:00 | 0 | 0.513 | 0 | 0
28/01/2021 20:00 | 0 | 0.53 | 0 | 0
28/01/2021 21:00 | 0 | 0.858 | 0 | 0
28/01/2021 22:00 | 0 | 0.757 | 0 | 0
28/01/2021 23:00 | 0 | 0.286 | 0 | 0
29/01/2021 00:00 | 0 | 0.531 | 0 | 0
29/01/2021 01:00 | 0 | 0.062 | 0 | 0
29/01/2021 02:00 | 0 | 0.062 | 0 | 0
29/01/2021 03:00 | 0 | 0.39 | 0 | 0
29/01/2021 04:00 | 0 | 0.328 | 0 | 0
29/01/2021 05:00 | 0 | 0.1205 | 0 | 0
29/01/2021 06:00 | 0 | 0.15 | 0 | 0
29/01/2021 07:00 | 0 | 0.537 | 0 | 0
29/01/2021 08:00 | 0 | 0.488 | 0 | 0
29/01/2021 09:00 | 0 | 0.55 | 0 | 0
29/01/2021 10:00 | 0 | 0.383 | 0 | 0
29/01/2021 11:00 | 0 | 0.062 | 0 | 0
29/01/2021 12:00 | 0 | 0.557 | 0 | 0
29/01/2021 13:00 | 0 | 0.684 | 0 | 0
29/01/2021 14:00 | 0 | 0.745 | 0 | 0
29/01/2021 15:00 | 0 | 0.719 | 0 | 0
29/01/2021 16:00 | 0 | 0.218 | 0 | 0
29/01/2021 17:00 | 0 | 0.303 | 0 | 0
29/01/2021 18:00 | 0 | 0.49 | 0 | 0
29/01/2021 19:00 | 0 | 0.7 | 0 | 0
29/01/2021 20:00 | 0 | 0.601 | 0 | 0
29/01/2021 21:00 | 0 | 0.615 | 0 | 0
29/01/2021 22:00 | 0 | 0.76 | 0 | 0
29/01/2021 23:00 | 0 | 0.541 | 0 | 0
30/01/2021 00:00 | 0 | 0.303 | 0 | 0
30/01/2021 01:00 | 0 | 0.056 | 0 | 0
30/01/2021 02:00 | 0 | 0.415 | 0 | 0
30/01/2021 03:00 | 0 | 0.146 | 0 | 0
30/01/2021 04:00 | 0 | 0.433 | 0 | 0
30/01/2021 05:00 | 0 | 0.41806 | 0 | 0
30/01/2021 06:00 | 0 | 0.41599 | 0 | 0
30/01/2021 07:00 | 0 | 0.41391 | 0 | 0
30/01/2021 08:00 | 0 | 0.41183 | 0 | 0
30/01/2021 09:00 | 0 | 0.40976 | 0 | 0
30/01/2021 10:00 | 0 | 0.40768 | 0 | 0
30/01/2021 11:00 | 0 | 0.40561 | 0 | 0
30/01/2021 12:00 | 0 | 0.40353 | 0 | 0
30/01/2021 13:00 | 0 | 0.40145 | 0 | 0
30/01/2021 14:00 | 0 | 0.39938 | 0 | 0
30/01/2021 15:00 | 0 | 0.3973 | 0 | 0
30/01/2021 16:00 | 0 | 0.39522 | 0 | 0
30/01/2021 17:00 | 0 | 0.39315 | 0 | 0
30/01/2021 18:00 | 0 | 0.39107 | 0 | 0
30/01/2021 19:00 | 0 | 0.389 | 0 | 0
30/01/2021 20:00 | 0 | 0.38692 | 0 | 0
30/01/2021 21:00 | 0 | 0.38484 | 0 | 0
30/01/2021 22:00 | 0 | 0.38277 | 0 | 0
30/01/2021 23:00 | 0 | 0.38069 | 0 | 0
31/01/2021 00:00 | 0 | 0.37862 | 0 | 0
31/01/2021 01:00 | 0 | 0.37654 | 0 | 0
31/01/2021 02:00 | 0 | 0.37446 | 0 | 0
31/01/2021 03:00 | 0 | 0.37239 | 0 | 0
31/01/2021 04:00 | 0 | 0.37031 | 0 | 0
31/01/2021 05:00 | 0 | 0.055 | 0 | 0
31/01/2021 06:00 | 0 | 0.292 | 0 | 0
31/01/2021 07:00 | 0 | 0.148 | 0 | 0
31/01/2021 08:00 | 0 | 0.841 | 0 | 0
31/01/2021 09:00 | 0 | 0.761 | 0 | 0
31/01/2021 10:00 | 0 | 0.822 | 0 | 0
31/01/2021 11:00 | 0 | 0.833 | 0 | 0
31/01/2021 12:00 | 0 | 0.745 | 0 | 0
31/01/2021 13:00 | 0 | 0.439 | 0 | 0
31/01/2021 14:00 | 0 | 0.534 | 0 | 0
31/01/2021 15:00 | 0 | 0.457 | 0 | 0
31/01/2021 16:00 | 0 | 0.554 | 0 | 0
31/01/2021 17:00 | 0 | 0.298 | 0 | 0
31/01/2021 18:00 | 0 | 0.882 | 0 | 0
31/01/2021 19:00 | 0 | 0.688 | 0 | 0
31/01/2021 20:00 | 0 | 0.557 | 0 | 0
31/01/2021 21:00 | 0 | 0.491 | 0 | 0
31/01/2021 22:00 | 0 | 0.714 | 0 | 0
31/01/2021 23:00 | 0 | 0.674 | 0 | 0
01/02/2021 00:00 | 0 | 0.413 | 0 | 0
01/02/2021 01:00 | 0 | 0.385 | 0 | 0
01/02/2021 02:00 | 0 | 0.572 | 0 | 0
01/02/2021 03:00 | 0 | 0.512 | 0 | 0
01/02/2021 04:00 | 0 | 0.158 | 0 | 0
01/02/2021 05:00 | 0 | 0.182 | 0 | 0
01/02/2021 06:00 | 0 | 0.201 | 0 | 0
01/02/2021 07:00 | 0 | 0.515 | 0 | 0
01/02/2021 08:00 | 0 | 0.278 | 0 | 0
01/02/2021 09:00 | 0 | 0.295 | 0 | 0
01/02/2021 10:00 | 0 | 1.252 | 0 | 0
01/02/2021 11:00 | 0 | 1.412 | 0 | 0
01/02/2021 12:00 | 0 | 1.159 | 0 | 0
01/02/2021 13:00 | 0 | 0.333 | 0 | 0
01/02/2021 14:00 | 0 | 0.606 | 0 | 0
01/02/2021 15:00 | 0 | 0.684 | 0 | 0
01/02/2021 16:00 | 0 | 0.345 | 0 | 0
01/02/2021 17:00 | 0 | 0.227 | 0 | 0
01/02/2021 18:00 | 0 | 0.712 | 0 | 0
01/02/2021 19:00 | 0 | 0.59 | 0 | 0
01/02/2021 20:00 | 0 | 0.727 | 0 | 0
01/02/2021 21:00 | 0 | 0.626 | 0 | 0
01/02/2021 22:00 | 0 | 1.111 | 0 | 0
01/02/2021 23:00 | 0 | 0.363 | 0 | 0
02/02/2021 00:00 | 0 | 0.362 | 0 | 0
02/02/2021 01:00 | 0 | 0.816 | 0 | 0
02/02/2021 02:00 | 0 | 0.967 | 0 | 0
02/02/2021 03:00 | 0 | 0.726 | 0 | 0
02/02/2021 04:00 | 0 | 0.407 | 0 | 0
02/02/2021 05:00 | 0 | 0.662 | 0 | 0
02/02/2021 06:00 | 0 | 0.392 | 0 | 0
02/02/2021 07:00 | 0 | 0.336 | 0 | 0
02/02/2021 08:00 | 0 | 0.451 | 0 | 0
02/02/2021 09:00 | 0 | 0.452 | 0 | 0
02/02/2021 10:00 | 0 | 0.74 | 0 | 0
02/02/2021 11:00 | 0 | 0.281 | 0 | 0
02/02/2021 12:00 | 0 | 0.325 | 0 | 0
02/02/2021 13:00 | 0 | 0.648 | 0 | 0
02/02/2021 14:00 | 0 | 0.192 | 0 | 0
02/02/2021 15:00 | 0 | 0.28 | 0 | 0
02/02/2021 16:00 | 0 | 0.507 | 0 | 0
02/02/2021 17:00 | 0 | 0.607 | 0 | 0
02/02/2021 18:00 | 0 | 0.625 | 0 | 0
02/02/2021 19:00 | 0 | 0.817 | 0 | 0
02/02/2021 20:00 | 0 | 0.943 | 0 | 0
02/02/2021 21:00 | 0 | 0.423 | 0 | 0
02/02/2021 22:00 | 0 | 0.637 | 0 | 0
02/02/2021 23:00 | 0 | 0.383 | 0 | 0
03/02/2021 00:00 | 0 | 0.322 | 0 | 0
03/02/2021 01:00 | 0 | 0.149 | 0 | 0
03/02/2021 02:00 | 0 | 0.476 | 0 | 0
03/02/2021 03:00 | 0 | 0.103 | 0 | 0
03/02/2021 04:00 | 0 | 0.42 | 0 | 0
03/02/2021 05:00 | 0 | 0.329 | 0 | 0
03/02/2021 06:00 | 0 | 0.577 | 0 | 0
03/02/2021 07:00 | 0 | 0.39 | 0 | 0
03/02/2021 08:00 | 0 | 0.173 | 0 | 0
03/02/2021 09:00 | 0 | 0.52 | 0 | 0
03/02/2021 10:00 | 0 | 0.873 | 0 | 0
03/02/2021 11:00 | 0 | 0.338 | 0 | 0
03/02/2021 12:00 | 0 | 0.249 | 0 | 0
03/02/2021 13:00 | 0 | 0.757 | 0 | 0
03/02/2021 14:00 | 0 | 0.646 | 0 | 0
03/02/2021 15:00 | 0 | 0.43 | 0 | 0
03/02/2021 16:00 | 0 | 0.755 | 0 | 0
03/02/2021 17:00 | 0 | 0.791 | 0 | 0
03/02/2021 18:00 | 0 | 0.16 | 0 | 0
03/02/2021 19:00 | 0 | 0.575 | 0 | 0
03/02/2021 20:00 | 0 | 0.805 | 0 | 0
03/02/2021 21:00 | 0 | 0.936 | 0 | 0
03/02/2021 22:00 | 0 | 0.71 | 0 | 0
03/02/2021 23:00 | 0 | 0.393 | 0 | 0
04/02/2021 00:00 | 0 | 0.357 | 0 | 0
04/02/2021 01:00 | 0 | 0.257 | 0 | 0
04/02/2021 02:00 | 0 | 0.3 | 0 | 0
04/02/2021 03:00 | 0 | 0.299 | 0 | 0
04/02/2021 04:00 | 0 | 0.103 | 0 | 0
04/02/2021 05:00 | 0 | 0.152 | 0 | 0
04/02/2021 06:00 | 0 | 0.272 | 0 | 0
04/02/2021 07:00 | 0 | 0.519 | 0 | 0
04/02/2021 08:00 | 0 | 0.104 | 0 | 0
04/02/2021 09:00 | 0 | 0.115 | 0 | 0
04/02/2021 10:00 | 0 | 0.724 | 0 | 0
04/02/2021 11:00 | 0 | 1.057 | 0 | 0
04/02/2021 12:00 | 0 | 0.999 | 0 | 0
04/02/2021 13:00 | 0 | 0.5805 | 0 | 0
04/02/2021 14:00 | 0 | 0.585 | 0 | 0
04/02/2021 15:00 | 0 | 0.812 | 0 | 0
04/02/2021 16:00 | 0 | 0.7985 | 0 | 0
04/02/2021 17:00 | 0 | 0.366 | 0 | 0
04/02/2021 18:00 | 0 | 0.197 | 0 | 0
04/02/2021 19:00 | 0 | 0.595 | 0 | 0
04/02/2021 20:00 | 0 | 0.518 | 0 | 0
04/02/2021 21:00 | 0 | 0.55 | 0 | 0
04/02/2021 22:00 | 0 | 0.343 | 0 | 0
04/02/2021 23:00 | 0 | 0.614 | 0 | 0
05/02/2021 00:00 | 0 | 0.307 | 0 | 0
05/02/2021 01:00 | 0 | 0.175 | 0 | 0
05/02/2021 02:00 | 0 | 0.369 | 0 | 0
05/02/2021 03:00 | 0 | 0.103 | 0 | 0
05/02/2021 04:00 | 0 | 0.299 | 0 | 0
05/02/2021 05:00 | 0 | 0.526 | 0 | 0
05/02/2021 06:00 | 0 | 0.524 | 0 | 0
05/02/2021 07:00 | 0 | 0.375 | 0 | 0
05/02/2021 08:00 | 0 | 0.559 | 0 | 0
05/02/2021 09:00 | 0 | 0.544 | 0 | 0
05/02/2021 10:00 | 0 | 0.821 | 0 | 0
05/02/2021 11:00 | 0 | 0.332 | 0 | 0
05/02/2021 12:00 | 0 | 0.358 | 0 | 0
05/02/2021 13:00 | 0 | 0.668 | 0 | 0
05/02/2021 14:00 | 0 | 0.744 | 0 | 0
05/02/2021 15:00 | 0 | 0.477 | 0 | 0
05/02/2021 16:00 | 0 | 0.508 | 0 | 0
05/02/2021 17:00 | 0 | 0.541 | 0 | 0
05/02/2021 18:00 | 0 | 0.733 | 0 | 0
05/02/2021 19:00 | 0 | 0.548 | 0 | 0
05/02/2021 20:00 | 0 | 0.701 | 0 | 0
05/02/2021 21:00 | 0 | 0.77 | 0 | 0
05/02/2021 22:00 | 0 | 0.3055 | 0 | 0
05/02/2021 23:00 | 0 | 0.532 | 0 | 0
06/02/2021 00:00 | 0 | 0.744 | 0 | 0
06/02/2021 01:00 | 0 | 0.62 | 0 | 0
06/02/2021 02:00 | 0 | 0.897 | 0 | 0
06/02/2021 03:00 | 0 | 0.444 | 0 | 0
06/02/2021 04:00 | 0 | 0.27 | 0 | 0
06/02/2021 05:00 | 0 | 0.284 | 0 | 0
06/02/2021 06:00 | 0 | 0.085 | 0 | 0
06/02/2021 07:00 | 0 | 0.855 | 0 | 0
06/02/2021 08:00 | 0 | 0.312 | 0 | 0
06/02/2021 09:00 | 0 | 0.176 | 0 | 0
06/02/2021 10:00 | 0 | 0.526 | 0 | 0
06/02/2021 11:00 | 0 | 2.509 | 0 | 0
06/02/2021 12:00 | 0 | 0.579 | 0 | 0
06/02/2021 13:00 | 0 | 0.55 | 0 | 0
06/02/2021 14:00 | 0 | 0.783 | 0 | 0
06/02/2021 15:00 | 0 | 0.665 | 0 | 0
06/02/2021 16:00 | 0 | 0.423 | 0 | 0
06/02/2021 17:00 | 0 | 0.562 | 0 | 0
06/02/2021 18:00 | 0 | 0.657 | 0 | 0
06/02/2021 19:00 | 0 | 0.56 | 0 | 0
06/02/2021 20:00 | 0 | 0.354 | 0 | 0
06/02/2021 21:00 | 0 | 0.926 | 0 | 0
06/02/2021 22:00 | 0 | 0.797 | 0 | 0
06/02/2021 23:00 | 0 | 0.625 | 0 | 0
07/02/2021 00:00 | 0 | 0.692 | 0 | 0
07/02/2021 01:00 | 0 | 0.587 | 0 | 0
07/02/2021 02:00 | 0 | 0.275 | 0 | 0
07/02/2021 03:00 | 0 | 0.241 | 0 | 0
07/02/2021 04:00 | 0 | 0.369 | 0 | 0
07/02/2021 05:00 | 0 | 0.143 | 0 | 0
07/02/2021 06:00 | 0 | 0.384 | 0 | 0
07/02/2021 07:00 | 0 | 0.148 | 0 | 0
07/02/2021 08:00 | 0 | 0.364 | 0 | 0
07/02/2021 09:00 | 0 | 0.231 | 0 | 0
07/02/2021 10:00 | 0 | 2.24 | 0 | 0
07/02/2021 11:00 | 0 | 1.021 | 0 | 0
07/02/2021 12:00 | 0 | 1.01 | 0 | 0
07/02/2021 13:00 | 0 | 0.898 | 0 | 0
07/02/2021 14:00 | 0 | 0.684 | 0 | 0
07/02/2021 15:00 | 0 | 0.889 | 0 | 0
07/02/2021 16:00 | 0 | 0.646 | 0 | 0
07/02/2021 17:00 | 0 | 0.744 | 0 | 0
07/02/2021 18:00 | 0 | 0.379 | 0 | 0
07/02/2021 19:00 | 0 | 0.688 | 0 | 0
07/02/2021 20:00 | 0 | 0.714 | 0 | 0
07/02/2021 21:00 | 0 | 0.564 | 0 | 0
07/02/2021 22:00 | 0 | 0.528 | 0 | 0
07/02/2021 23:00 | 0 | 0.41 | 0 | 0
08/02/2021 00:00 | 0 | 0.553 | 0 | 0
08/02/2021 01:00 | 0 | 0.801 | 0 | 0
08/02/2021 02:00 | 0 | 0.604 | 0 | 0
08/02/2021 03:00 | 0 | 0.242 | 0 | 0
08/02/2021 04:00 | 0 | 0.292 | 0 | 0
08/02/2021 05:00 | 0 | 0.59 | 0 | 0
08/02/2021 06:00 | 0 | 0.245 | 0 | 0
08/02/2021 07:00 | 0 | 0.194 | 0 | 0
08/02/2021 08:00 | 0 | 0.553 | 0 | 0
08/02/2021 09:00 | 0 | 0.758 | 0 | 0
08/02/2021 10:00 | 0 | 0.369 | 0 | 0
08/02/2021 11:00 | 0 | 1.679 | 0 | 0
08/02/2021 12:00 | 0 | 1.405 | 0 | 0
08/02/2021 13:00 | 0 | 1.163 | 0 | 0
08/02/2021 14:00 | 0 | 0.782 | 0 | 0
08/02/2021 15:00 | 0 | 0.606 | 0 | 0
08/02/2021 16:00 | 0 | 0.628 | 0 | 0
08/02/2021 17:00 | 0 | 1.034 | 0 | 0
08/02/2021 18:00 | 0 | 0.757 | 0 | 0
08/02/2021 19:00 | 0 | 0.768 | 0 | 0
08/02/2021 20:00 | 0 | 1.319 | 0 | 0
08/02/2021 21:00 | 0 | 0.706 | 0 | 0
08/02/2021 22:00 | 0 | 0.603 | 0 | 0
08/02/2021 23:00 | 0 | 0.804 | 0 | 0
09/02/2021 00:00 | 0 | 0.809 | 0 | 0
09/02/2021 01:00 | 0 | 0.598 | 0 | 0
09/02/2021 02:00 | 0 | 0.575 | 0 | 0
09/02/2021 03:00 | 0 | 0.57 | 0 | 0
09/02/2021 04:00 | 0 | 0.482 | 0 | 0
09/02/2021 05:00 | 0 | 0.235 | 0 | 0
09/02/2021 06:00 | 0 | 0.273 | 0 | 0
09/02/2021 07:00 | 0 | 0.337 | 0 | 0
09/02/2021 08:00 | 0 | 0.302 | 0 | 0
09/02/2021 09:00 | 0 | 0.173 | 0 | 0
09/02/2021 10:00 | 0 | 0.408 | 0 | 0
09/02/2021 11:00 | 0 | 0.272 | 0 | 0
09/02/2021 12:00 | 0 | 1.522 | 0 | 0
09/02/2021 13:00 | 0 | 0.981 | 0 | 0
09/02/2021 14:00 | 0 | 0.766 | 0 | 0
09/02/2021 15:00 | 0 | 0.581 | 0 | 0
09/02/2021 16:00 | 0 | 0.922 | 0 | 0
09/02/2021 17:00 | 0 | 0.912 | 0 | 0
09/02/2021 18:00 | 0 | 0.656 | 0 | 0
09/02/2021 19:00 | 0 | 0.677 | 0 | 0
09/02/2021 20:00 | 0 | 1.0768 | 0 | 0
09/02/2021 21:00 | 0 | 0.79 | 0 | 0
09/02/2021 22:00 | 0 | 0.817 | 0 | 0
09/02/2021 23:00 | 0 | 0.703 | 0 | 0
10/02/2021 00:00 | 0 | 0.671 | 0 | 0
10/02/2021 01:00 | 0 | 0.534 | 0 | 0
10/02/2021 02:00 | 0 | 0.551 | 0 | 0
10/02/2021 03:00 | 0 | 0.658 | 0 | 0
10/02/2021 04:00 | 0 | 0.305 | 0 | 0
10/02/2021 05:00 | 0 | 0.535 | 0 | 0
10/02/2021 06:00 | 0 | 0.344 | 0 | 0
10/02/2021 07:00 | 0 | 0.355 | 0 | 0
10/02/2021 08:00 | 0 | 0.194 | 0 | 0
10/02/2021 09:00 | 0 | 0.107 | 0 | 0
10/02/2021 10:00 | 0 | 0.53 | 0 | 0
10/02/2021 11:00 | 0 | 1.549 | 0 | 0
10/02/2021 12:00 | 0 | 0.758 | 0 | 0
10/02/2021 13:00 | 0 | 0.874 | 0 | 0
10/02/2021 14:00 | 0 | 0.896 | 0 | 0
10/02/2021 15:00 | 0 | 0.734 | 0 | 0
10/02/2021 16:00 | 0 | 0.793 | 0 | 0
10/02/2021 17:00 | 0 | 1.248 | 0 | 0
10/02/2021 18:00 | 0 | 0.585 | 0 | 0
10/02/2021 19:00 | 0 | 0.771 | 0 | 0
10/02/2021 20:00 | 0 | 1.102 | 0 | 0
10/02/2021 21:00 | 0 | 0.801 | 0 | 0
10/02/2021 22:00 | 0 | 0.72 | 0 | 0
10/02/2021 23:00 | 0 | 0.521 | 0 | 0
11/02/2021 00:00 | 0 | 0.279 | 0 | 0
11/02/2021 01:00 | 0 | 0.301 | 0 | 0
11/02/2021 02:00 | 0 | 0.534 | 0 | 0
11/02/2021 03:00 | 0 | 0.513 | 0 | 0
11/02/2021 04:00 | 0 | 0.076 | 0 | 0
11/02/2021 05:00 | 0 | 0.373 | 0 | 0
11/02/2021 06:00 | 0 | 0.48 | 0 | 0
11/02/2021 07:00 | 0 | 0.334 | 0 | 0
11/02/2021 08:00 | 0 | 0.338 | 0 | 0
11/02/2021 09:00 | 0 | 0.556 | 0 | 0
11/02/2021 10:00 | 0 | 0.42 | 0 | 0
11/02/2021 11:00 | 0 | 0.231 | 0 | 0
11/02/2021 12:00 | 0 | 0.39 | 0 | 0
11/02/2021 13:00 | 0 | 0.721 | 0 | 0
11/02/2021 14:00 | 0 | 0.146 | 0 | 0
11/02/2021 15:00 | 0 | 0.507 | 0 | 0
11/02/2021 16:00 | 0 | 0.442 | 0 | 0
11/02/2021 17:00 | 0 | 0.733 | 0 | 0
11/02/2021 18:00 | 0 | 0.565 | 0 | 0
11/02/2021 19:00 | 0 | 0.615 | 0 | 0
11/02/2021 20:00 | 0 | 0.872 | 0 | 0
11/02/2021 21:00 | 0 | 0.365 | 0 | 0
11/02/2021 22:00 | 0 | 0.417 | 0 | 0
11/02/2021 23:00 | 0 | 0.671 | 0 | 0
12/02/2021 00:00 | 0 | 0.374 | 0 | 0
12/02/2021 01:00 | 0 | 0.514 | 0 | 0
12/02/2021 02:00 | 0 | 0.635 | 0 | 0
12/02/2021 03:00 | 0 | 0.506 | 0 | 0
12/02/2021 04:00 | 0 | 0.291 | 0 | 0
12/02/2021 05:00 | 0 | 0.313 | 0 | 0
12/02/2021 06:00 | 0 | 0.699 | 0 | 0
12/02/2021 07:00 | 0 | 0.282 | 0 | 0
12/02/2021 08:00 | 0 | 0.568 | 0 | 0
12/02/2021 09:00 | 0 | 0.635 | 0 | 0
12/02/2021 10:00 | 0 | 0.799 | 0 | 0
12/02/2021 11:00 | 0 | 0.535 | 0 | 0
12/02/2021 12:00 | 0 | 0.718 | 0 | 0
12/02/2021 13:00 | 0 | 1.026 | 0 | 0
12/02/2021 14:00 | 0 | 0.814 | 0 | 0
12/02/2021 15:00 | 0 | 0.758 | 0 | 0
12/02/2021 16:00 | 0 | 0.525 | 0 | 0
12/02/2021 17:00 | 0 | 1.007 | 0 | 0
12/02/2021 18:00 | 0 | 0.817 | 0 | 0
12/02/2021 19:00 | 0 | 0.736 | 0 | 0
12/02/2021 20:00 | 0 | 0.738 | 0 | 0
12/02/2021 21:00 | 0 | 0.533 | 0 | 0
12/02/2021 22:00 | 0 | 0.6 | 0 | 0
12/02/2021 23:00 | 0 | 0.58 | 0 | 0
13/02/2021 00:00 | 0 | 1.001 | 0 | 0
13/02/2021 01:00 | 0 | 0.797 | 0 | 0
13/02/2021 02:00 | 0 | 0.973 | 0 | 0
13/02/2021 03:00 | 0 | 0.519 | 0 | 0
13/02/2021 04:00 | 0 | 0.445 | 0 | 0
13/02/2021 05:00 | 0 | 0.392 | 0 | 0
13/02/2021 06:00 | 0 | 0.152 | 0 | 0
13/02/2021 07:00 | 0 | 0.227 | 0 | 0
13/02/2021 08:00 | 0 | 0.462 | 0 | 0
13/02/2021 09:00 | 0 | 1.612 | 0 | 0
13/02/2021 10:00 | 0 | 0.665 | 0 | 0
13/02/2021 11:00 | 0 | 0.787 | 0 | 0
13/02/2021 12:00 | 0 | 0.791 | 0 | 0
13/02/2021 13:00 | 0 | 0.517 | 0 | 0
13/02/2021 14:00 | 0 | 0.656 | 0 | 0
13/02/2021 15:00 | 0 | 0.489 | 0 | 0
13/02/2021 16:00 | 0 | 0.682 | 0 | 0
13/02/2021 17:00 | 0 | 0.8185 | 0 | 0
13/02/2021 18:00 | 0 | 0.422 | 0 | 0
13/02/2021 19:00 | 0 | 0.713 | 0 | 0
13/02/2021 20:00 | 0 | 0.596 | 0 | 0
13/02/2021 21:00 | 0 | 0.325 | 0 | 0
13/02/2021 22:00 | 0 | 0.898 | 0 | 0
13/02/2021 23:00 | 0 | 0.316 | 0 | 0
14/02/2021 00:00 | 0 | 0.46 | 0 | 0
14/02/2021 01:00 | 0 | 0.615 | 0 | 0
14/02/2021 02:00 | 0 | 0.223 | 0 | 0
14/02/2021 03:00 | 0 | 0.144 | 0 | 0
14/02/2021 04:00 | 0 | 0.401 | 0 | 0
14/02/2021 05:00 | 0 | 0.216 | 0 | 0
14/02/2021 06:00 | 0 | 0.157 | 0 | 0
14/02/2021 07:00 | 0 | 0.069 | 0 | 0
14/02/2021 08:00 | 0 | 0.782 | 0 | 0
14/02/2021 09:00 | 0 | 0.619 | 0 | 0
14/02/2021 10:00 | 0 | 0.784 | 0 | 0
14/02/2021 11:00 | 0 | 0.862 | 0 | 0
14/02/2021 12:00 | 0 | 0.701 | 0 | 0
14/02/2021 13:00 | 0 | 0.465 | 0 | 0
14/02/2021 14:00 | 0 | 0.887 | 0 | 0
14/02/2021 15:00 | 0 | 0.43 | 0 | 0
14/02/2021 16:00 | 0 | 0.552 | 0 | 0
14/02/2021 17:00 | 0 | 3.056 | 0 | 0
14/02/2021 18:00 | 0 | 0.473 | 0 | 0
14/02/2021 19:00 | 0 | 0.414 | 0 | 0
14/02/2021 20:00 | 0 | 0.905 | 0 | 0
14/02/2021 21:00 | 0 | 0.48 | 0 | 0
14/02/2021 22:00 | 0 | 0.414 | 0 | 0
14/02/2021 23:00 | 0 | 0.598 | 0 | 0
15/02/2021 00:00 | 0 | 0.738 | 0 | 0
15/02/2021 01:00 | 0 | 0.459 | 0 | 0
15/02/2021 02:00 | 0 | 0.363 | 0 | 0
15/02/2021 03:00 | 0 | 0.583 | 0 | 0
15/02/2021 04:00 | 0 | 0.463 | 0 | 0
15/02/2021 05:00 | 0 | 0.261 | 0 | 0
15/02/2021 06:00 | 0 | 0.221 | 0 | 0
15/02/2021 07:00 | 0 | 0.319 | 0 | 0
15/02/2021 08:00 | 0 | 0.226 | 0 | 0
15/02/2021 09:00 | 0 | 0.424 | 0 | 0
15/02/2021 10:00 | 0 | 0.646 | 0 | 0
15/02/2021 11:00 | 0 | 0.937 | 0 | 0
15/02/2021 12:00 | 0 | 0.558 | 0 | 0
15/02/2021 13:00 | 0 | 0.733 | 0 | 0
15/02/2021 14:00 | 0 | 0.544 | 0 | 0
15/02/2021 15:00 | 0 | 0.731 | 0 | 0
15/02/2021 16:00 | 0 | 1.291 | 0 | 0
15/02/2021 17:00 | 0 | 0.971 | 0 | 0
15/02/2021 18:00 | 0 | 2.7 | 0 | 0
15/02/2021 19:00 | 0 | 0.71 | 0 | 0
15/02/2021 20:00 | 0 | 0.385 | 0 | 0
15/02/2021 21:00 | 0 | 0.521 | 0 | 0
15/02/2021 22:00 | 0 | 0.387 | 0 | 0
15/02/2021 23:00 | 0 | 0.787 | 0 | 0
16/02/2021 00:00 | 0 | 0.517 | 0 | 0
16/02/2021 01:00 | 0 | 0.362 | 0 | 0
16/02/2021 02:00 | 0 | 0.5 | 0 | 0
16/02/2021 03:00 | 0 | 0.235 | 0 | 0
16/02/2021 04:00 | 0 | 0.242 | 0 | 0
16/02/2021 05:00 | 0 | 0.168 | 0 | 0
16/02/2021 06:00 | 0 | 0.763 | 0 | 0
16/02/2021 07:00 | 0 | 0.229 | 0 | 0
16/02/2021 08:00 | 0 | 0.548 | 0 | 0
16/02/2021 09:00 | 0 | 0.553 | 0 | 0
16/02/2021 10:00 | 0 | 0.46 | 0 | 0
16/02/2021 11:00 | 0 | 0.119 | 0 | 0
16/02/2021 12:00 | 0 | 0.717 | 0 | 0
16/02/2021 13:00 | 0 | 0.761 | 0 | 0
16/02/2021 14:00 | 0 | 0.108 | 0 | 0
16/02/2021 15:00 | 0 | 0.453 | 0 | 0
16/02/2021 16:00 | 0 | 0.177 | 0 | 0
16/02/2021 17:00 | 0 | 0.513 | 0 | 0
16/02/2021 18:00 | 0 | 0.804 | 0 | 0
16/02/2021 19:00 | 0 | 0.548 | 0 | 0
16/02/2021 20:00 | 0 | 0.842 | 0 | 0
16/02/2021 21:00 | 0 | 0.982 | 0 | 0
16/02/2021 22:00 | 0 | 0.456 | 0 | 0
16/02/2021 23:00 | 0 | 0.635 | 0 | 0
17/02/2021 00:00 | 0 | 0.404 | 0 | 0
17/02/2021 01:00 | 0 | 0.327 | 0 | 0
17/02/2021 02:00 | 0 | 0.639 | 0 | 0
17/02/2021 03:00 | 0 | 0.392 | 0 | 0
17/02/2021 04:00 | 0 | 0.306 | 0 | 0
17/02/2021 05:00 | 0 | 0.512 | 0 | 0
17/02/2021 06:00 | 0 | 0.467 | 0 | 0
17/02/2021 07:00 | 0 | 0.179 | 0 | 0
17/02/2021 08:00 | 0 | 0.344 | 0 | 0
17/02/2021 09:00 | 0 | 0.34 | 0 | 0
17/02/2021 10:00 | 0 | 0.416 | 0 | 0
17/02/2021 11:00 | 0 | 0.218 | 0 | 0
17/02/2021 12:00 | 0 | 0.482 | 0 | 0
17/02/2021 13:00 | 0 | 0.327 | 0 | 0
17/02/2021 14:00 | 0 | 0.519 | 0 | 0
17/02/2021 15:00 | 0 | 0.356 | 0 | 0
17/02/2021 16:00 | 0 | 0.321 | 0 | 0
17/02/2021 17:00 | 0 | 0.393 | 0 | 0
17/02/2021 18:00 | 0 | 0.752 | 0 | 0
17/02/2021 19:00 | 0 | 0.79 | 0 | 0
17/02/2021 20:00 | 0 | 0.796 | 0 | 0
17/02/2021 21:00 | 0 | 0.743 | 0 | 0
17/02/2021 22:00 | 0 | 0.96 | 0 | 0
17/02/2021 23:00 | 0 | 0.549 | 0 | 0
18/02/2021 00:00 | 0 | 0.45 | 0 | 0
18/02/2021 01:00 | 0 | 0.603 | 0 | 0
18/02/2021 02:00 | 0 | 0.158 | 0 | 0
18/02/2021 03:00 | 0 | 0.293 | 0 | 0
18/02/2021 04:00 | 0 | 0.243 | 0 | 0
18/02/2021 05:00 | 0 | 0.677 | 0 | 0
18/02/2021 06:00 | 0 | 0.167 | 0 | 0
18/02/2021 07:00 | 0 | 0.482 | 0 | 0
18/02/2021 08:00 | 0 | 0.64 | 0 | 0
18/02/2021 09:00 | 0 | 0.348 | 0 | 0
18/02/2021 10:00 | 0 | 1.743 | 0 | 0
18/02/2021 11:00 | 0 | 0.286 | 0 | 0
18/02/2021 12:00 | 0 | 0.585 | 0 | 0
18/02/2021 13:00 | 0 | 0.33 | 0 | 0
18/02/2021 14:00 | 0 | 0.312 | 0 | 0
18/02/2021 15:00 | 0 | 0.371 | 0 | 0
18/02/2021 16:00 | 0 | 0.42 | 0 | 0
18/02/2021 17:00 | 0 | 0.884 | 0 | 0
18/02/2021 18:00 | 0 | 0.308 | 0 | 0
18/02/2021 19:00 | 0 | 0.641 | 0 | 0
18/02/2021 20:00 | 0 | 0.804 | 0 | 0
18/02/2021 21:00 | 0 | 0.54 | 0 | 0
18/02/2021 22:00 | 0 | 0.571 | 0 | 0
18/02/2021 23:00 | 0 | 0.553 | 0 | 0
19/02/2021 00:00 | 0 | 0.529 | 0 | 0
19/02/2021 01:00 | 0 | 0.657 | 0 | 0
19/02/2021 02:00 | 0 | 0.426 | 0 | 0
19/02/2021 03:00 | 0 | 0.153 | 0 | 0
19/02/2021 04:00 | 0 | 0.309 | 0 | 0
19/02/2021 05:00 | 0 | 0.292 | 0 | 0
19/02/2021 06:00 | 0 | 0.076 | 0 | 0
19/02/2021 07:00 | 0 | 0.725 | 0 | 0
19/02/2021 08:00 | 0 | 0.247 | 0 | 0
19/02/2021 09:00 | 0 | 0.344 | 0 | 0
19/02/2021 10:00 | 0 | 4.081 | 0 | 0
19/02/2021 11:00 | 0 | 1.77 | 0 | 0
19/02/2021 12:00 | 0 | 0.595 | 0 | 0
19/02/2021 13:00 | 0 | 0.722 | 0 | 0
19/02/2021 14:00 | 0 | 0.584 | 0 | 0
19/02/2021 15:00 | 0 | 1.078 | 0 | 0
19/02/2021 16:00 | 0 | 0.752 | 0 | 0
19/02/2021 17:00 | 0 | 0.673 | 0 | 0
19/02/2021 18:00 | 0 | 0.984 | 0 | 0
19/02/2021 19:00 | 0 | 0.835 | 0 | 0
19/02/2021 20:00 | 0 | 0.639 | 0 | 0
19/02/2021 21:00 | 0 | 0.888 | 0 | 0
19/02/2021 22:00 | 0 | 0.666 | 0 | 0
19/02/2021 23:00 | 0 | 0.648 | 0 | 0
20/02/2021 00:00 | 0 | 0.421 | 0 | 0
20/02/2021 01:00 | 0 | 0.536 | 0 | 0
20/02/2021 02:00 | 0 | 0.478 | 0 | 0
20/02/2021 03:00 | 0 | 0.418 | 0 | 0
20/02/2021 04:00 | 0 | 0.489 | 0 | 0
20/02/2021 05:00 | 0 | 0.284 | 0 | 0
20/02/2021 06:00 | 0 | 0.162 | 0 | 0
20/02/2021 07:00 | 0 | 0.597 | 0 | 0
20/02/2021 08:00 | 0 | 2.007 | 0 | 0
20/02/2021 09:00 | 0 | 0.311 | 0 | 0
20/02/2021 10:00 | 0 | 0.561 | 0 | 0
20/02/2021 11:00 | 0 | 0.514 | 0 | 0
20/02/2021 12:00 | 0 | 1.427 | 0 | 0
20/02/2021 13:00 | 0 | 0.498 | 0 | 0
20/02/2021 14:00 | 0 | 0.87533 | 0 | 0
20/02/2021 15:00 | 0 | 0.478 | 0 | 0
20/02/2021 16:00 | 0 | 0.773 | 0 | 0
20/02/2021 17:00 | 0 | 0.808 | 0 | 0
20/02/2021 18:00 | 0 | 0.641 | 0 | 0
20/02/2021 19:00 | 0 | 1.097 | 0 | 0
20/02/2021 20:00 | 0 | 0.833 | 0 | 0
20/02/2021 21:00 | 0 | 0.567 | 0 | 0
20/02/2021 22:00 | 0 | 0.811 | 0 | 0
20/02/2021 23:00 | 0 | 0.716 | 0 | 0
21/02/2021 00:00 | 0 | 0.813 | 0 | 0
21/02/2021 01:00 | 0 | 0.406 | 0 | 0
21/02/2021 02:00 | 0 | 0.543 | 0 | 0
21/02/2021 03:00 | 0 | 0.383 | 0 | 0
21/02/2021 04:00 | 0 | 0.289 | 0 | 0
21/02/2021 05:00 | 0 | 0.355 | 0 | 0
21/02/2021 06:00 | 0 | 0.586 | 0 | 0
21/02/2021 07:00 | 0 | 0.152 | 0 | 0
21/02/2021 08:00 | 0 | 0.363 | 0 | 0
21/02/2021 09:00 | 0 | 0.626 | 0 | 0
21/02/2021 10:00 | 0 | 1.559 | 0 | 0
21/02/2021 11:00 | 0 | 0.673 | 0 | 0
21/02/2021 12:00 | 0 | 0.863 | 0 | 0
21/02/2021 13:00 | 0 | 0.57 | 0 | 0
21/02/2021 14:00 | 0 | 0.936 | 0 | 0
21/02/2021 15:00 | 0 | 0.716 | 0 | 0
21/02/2021 16:00 | 0 | 1.008 | 0 | 0
21/02/2021 17:00 | 0 | 0.475 | 0 | 0
21/02/2021 18:00 | 0 | 0.781 | 0 | 0
21/02/2021 19:00 | 0 | 0.471 | 0 | 0
21/02/2021 20:00 | 0 | 0.641 | 0 | 0
21/02/2021 21:00 | 0 | 0.596 | 0 | 0
21/02/2021 22:00 | 0 | 0.566 | 0 | 0
21/02/2021 23:00 | 0 | 0.406 | 0 | 0
22/02/2021 00:00 | 0 | 0.316 | 0 | 0
22/02/2021 01:00 | 0 | 0.175 | 0 | 0
22/02/2021 02:00 | 0 | 0.303 | 0 | 0
22/02/2021 03:00 | 0 | 0.451 | 0 | 0
22/02/2021 04:00 | 0 | 0.214 | 0 | 0
22/02/2021 05:00 | 0 | 0.314 | 0 | 0
22/02/2021 06:00 | 0 | 0.317 | 0 | 0
22/02/2021 07:00 | 0 | 0.101 | 0 | 0
22/02/2021 08:00 | 0 | 0.206 | 0 | 0
22/02/2021 09:00 | 0 | 0.432 | 0 | 0
22/02/2021 10:00 | 0 | 0.277 | 0 | 0
22/02/2021 11:00 | 0 | 0.123 | 0 | 0
22/02/2021 12:00 | 0 | 0.784 | 0 | 0
22/02/2021 13:00 | 0 | 0.212 | 0 | 0
22/02/2021 14:00 | 0 | 0.566 | 0 | 0
22/02/2021 15:00 | 0 | 0.5755 | 0 | 0
22/02/2021 16:00 | 0 | 0.588 | 0 | 0
22/02/2021 17:00 | 0 | 0.577 | 0 | 0
22/02/2021 18:00 | 0 | 0.477 | 0 | 0
22/02/2021 19:00 | 0 | 0.663 | 0 | 0
22/02/2021 20:00 | 0 | 0.495 | 0 | 0
22/02/2021 21:00 | 0 | 0.617 | 0 | 0
22/02/2021 22:00 | 0 | 0.378 | 0 | 0
22/02/2021 23:00 | 0 | 0.35 | 0 | 0
23/02/2021 00:00 | 0 | 0.428 | 0 | 0
23/02/2021 01:00 | 0 | 0.216 | 0 | 0
23/02/2021 02:00 | 0 | 0.18 | 0 | 0
23/02/2021 03:00 | 0 | 0.426 | 0 | 0
23/02/2021 04:00 | 0 | 0.238 | 0 | 0
23/02/2021 05:00 | 0 | 0.181 | 0 | 0
23/02/2021 06:00 | 0 | 0.309 | 0 | 0
23/02/2021 07:00 | 0 | 0.328 | 0 | 0
23/02/2021 08:00 | 0 | 0.35 | 0 | 0
23/02/2021 09:00 | 0 | 0.965 | 0 | 0
23/02/2021 10:00 | 0 | 0.341 | 0 | 0
23/02/2021 11:00 | 0 | 0.727 | 0 | 0
23/02/2021 12:00 | 0 | 0.76 | 0 | 0
23/02/2021 13:00 | 0 | 0.42 | 0 | 0
23/02/2021 14:00 | 0 | 0.552 | 0 | 0
23/02/2021 15:00 | 0 | 0.796 | 0 | 0
23/02/2021 16:00 | 0 | 0.395 | 0 | 0
23/02/2021 17:00 | 0 | 0.455 | 0 | 0
23/02/2021 18:00 | 0 | 0.549 | 0 | 0
23/02/2021 19:00 | 0 | 0.637 | 0 | 0
23/02/2021 20:00 | 0 | 0.807 | 0 | 0
23/02/2021 21:00 | 0 | 0.728 | 0 | 0
23/02/2021 22:00 | 0 | 0.506 | 0 | 0
23/02/2021 23:00 | 0 | 0.853 | 0 | 0
24/02/2021 00:00 | 0 | 0.309 | 0 | 0
24/02/2021 01:00 | 0 | 0.889 | 0 | 0
24/02/2021 02:00 | 0 | 1.491 | 0 | 0
24/02/2021 03:00 | 0 | 0.22 | 0 | 0
24/02/2021 04:00 | 0 | 0.509 | 0 | 0
24/02/2021 05:00 | 0 | 0.272 | 0 | 0
24/02/2021 06:00 | 0 | 0.31 | 0 | 0
24/02/2021 07:00 | 0 | 0.305 | 0 | 0
24/02/2021 08:00 | 0 | 0.704 | 0 | 0
24/02/2021 09:00 | 0 | 0.197 | 0 | 0
24/02/2021 10:00 | 0 | 0.25 | 0 | 0
24/02/2021 11:00 | 0 | 0.33299 | 0 | 0
24/02/2021 12:00 | 0 | 0.51083 | 0 | 0
24/02/2021 13:00 | 0 | 0.68868 | 0 | 0
24/02/2021 14:00 | 0 | 0.86652 | 0 | 0
24/02/2021 15:00 | 0 | 1.0444 | 0 | 0
24/02/2021 16:00 | 0 | 0.566 | 0 | 0
24/02/2021 17:00 | 0 | 0.8 | 0 | 0
24/02/2021 18:00 | 0 | 0.897 | 0 | 0
24/02/2021 19:00 | 0 | 0.543 | 0 | 0
24/02/2021 20:00 | 0 | 0.905 | 0 | 0
24/02/2021 21:00 | 0 | 0.646 | 0 | 0
24/02/2021 22:00 | 0 | 0.703 | 0 | 0
24/02/2021 23:00 | 0 | 0.425 | 0 | 0
25/02/2021 00:00 | 0 | 0.873 | 0 | 0
25/02/2021 01:00 | 0 | 0.091 | 0 | 0
25/02/2021 02:00 | 0 | 0.162 | 0 | 0
25/02/2021 03:00 | 0 | 0.077 | 0 | 0
25/02/2021 04:00 | 0 | 0.156 | 0 | 0
25/02/2021 05:00 | 0 | 0.215 | 0 | 0
25/02/2021 06:00 | 0 | 0.151 | 0 | 0
25/02/2021 07:00 | 0 | 0.637 | 0 | 0
25/02/2021 08:00 | 0 | 0.258 | 0 | 0
25/02/2021 09:00 | 0 | 0.155 | 0 | 0
25/02/2021 10:00 | 0 | 0.44 | 0 | 0
25/02/2021 11:00 | 0 | 0.16 | 0 | 0
25/02/2021 12:00 | 0 | 0.99 | 0 | 0
25/02/2021 13:00 | 0 | 0.397 | 0 | 0
25/02/2021 14:00 | 0 | 0.601 | 0 | 0
25/02/2021 15:00 | 0 | 0.303 | 0 | 0
25/02/2021 16:00 | 0 | 0.899 | 0 | 0
25/02/2021 17:00 | 0 | 0.867 | 0 | 0
25/02/2021 18:00 | 0 | 0.735 | 0 | 0
25/02/2021 19:00 | 0 | 0.802 | 0 | 0
25/02/2021 20:00 | 0 | 0.584 | 0 | 0
25/02/2021 21:00 | 0 | 0.731 | 0 | 0
25/02/2021 22:00 | 0 | 0.407 | 0 | 0
25/02/2021 23:00 | 0 | 0.872 | 0 | 0
26/02/2021 00:00 | 0 | 0.615 | 0 | 0
26/02/2021 01:00 | 0 | 0.467 | 0 | 0
26/02/2021 02:00 | 0 | 0.609 | 0 | 0
26/02/2021 03:00 | 0 | 0.476 | 0 | 0
26/02/2021 04:00 | 0 | 0.358 | 0 | 0
26/02/2021 05:00 | 0 | 0.685 | 0 | 0
26/02/2021 06:00 | 0 | 0.329 | 0 | 0
26/02/2021 07:00 | 0 | 0.308 | 0 | 0
26/02/2021 08:00 | 0 | 0.669 | 0 | 0
26/02/2021 09:00 | 0 | 0.513 | 0 | 0
26/02/2021 10:00 | 0 | 0.708 | 0 | 0
26/02/2021 11:00 | 0 | 2.21 | 0 | 0
26/02/2021 12:00 | 0 | 0.573 | 0 | 0
26/02/2021 13:00 | 0 | 0.821 | 0 | 0
26/02/2021 14:00 | 0 | 0.888 | 0 | 0
26/02/2021 15:00 | 0 | 1.011 | 0 | 0
26/02/2021 16:00 | 0 | 0.527 | 0 | 0
26/02/2021 17:00 | 0 | 0.379 | 0 | 0
26/02/2021 18:00 | 0 | 0.672 | 0 | 0
26/02/2021 19:00 | 0 | 0.777 | 0 | 0
26/02/2021 20:00 | 0 | 0.594 | 0 | 0
26/02/2021 21:00 | 0 | 0.795 | 0 | 0
26/02/2021 22:00 | 0 | 0.893 | 0 | 0
26/02/2021 23:00 | 0 | 0.42 | 0 | 0
27/02/2021 00:00 | 0 | 0.738 | 0 | 0
27/02/2021 01:00 | 0 | 0.666 | 0 | 0
27/02/2021 02:00 | 0 | 0.076 | 0 | 0
27/02/2021 03:00 | 0 | 0.515 | 0 | 0
27/02/2021 04:00 | 0 | 0.391 | 0 | 0
27/02/2021 05:00 | 0 | 0.458 | 0 | 0
27/02/2021 06:00 | 0 | 0.508 | 0 | 0
27/02/2021 07:00 | 0 | 0.219 | 0 | 0
27/02/2021 08:00 | 0 | 0.582 | 0 | 0
27/02/2021 09:00 | 0 | 0.575 | 0 | 0
27/02/2021 10:00 | 0 | 0.43 | 0 | 0
27/02/2021 11:00 | 0 | 0.609 | 0 | 0
27/02/2021 12:00 | 0 | 0.705 | 0 | 0
27/02/2021 13:00 | 0 | 0.946 | 0 | 0
27/02/2021 14:00 | 0 | 0.397 | 0 | 0
27/02/2021 15:00 | 0 | 0.602 | 0 | 0
27/02/2021 16:00 | 0 | 0.927 | 0 | 0
27/02/2021 17:00 | 0 | 0.855 | 0 | 0
27/02/2021 18:00 | 0 | 1.002 | 0 | 0
27/02/2021 19:00 | 0 | 0.362 | 0 | 0
27/02/2021 20:00 | 0 | 0.87 | 0 | 0
27/02/2021 21:00 | 0 | 0.536 | 0 | 0
27/02/2021 22:00 | 0 | 0.576 | 0 | 0
27/02/2021 23:00 | 0 | 0.673 | 0 | 0
28/02/2021 00:00 | 0 | 0.318 | 0 | 0
28/02/2021 01:00 | 0 | 0.40167 | 0 | 0
28/02/2021 02:00 | 0 | 0.097 | 0 | 0
28/02/2021 03:00 | 0 | 0.172 | 0 | 0
28/02/2021 04:00 | 0 | 0.551 | 0 | 0
28/02/2021 05:00 | 0 | 0.17 | 0 | 0
28/02/2021 06:00 | 0 | 0.459 | 0 | 0
28/02/2021 07:00 | 0 | 0.095 | 0 | 0
28/02/2021 08:00 | 0 | 0.30646 | 0 | 0
28/02/2021 09:00 | 0 | 1.039 | 0 | 0
28/02/2021 10:00 | 0 | 0.461 | 0 | 0
28/02/2021 11:00 | 0 | 0.52 | 0 | 0
28/02/2021 12:00 | 0 | 0.94 | 0 | 0
28/02/2021 13:00 | 0 | 0.769 | 0 | 0
28/02/2021 14:00 | 0 | 0.889 | 0 | 0
28/02/2021 15:00 | 0 | 0.79 | 0 | 0
28/02/2021 16:00 | 0 | 2.1265 | 0 | 0
28/02/2021 17:00 | 0 | 0.76 | 0 | 0
28/02/2021 18:00 | 0 | 0.593 | 0 | 0
28/02/2021 19:00 | 0 | 0.707 | 0 | 0
28/02/2021 20:00 | 0 | 0.607 | 0 | 0
28/02/2021 21:00 | 0 | 0.801 | 0 | 0
28/02/2021 22:00 | 0 | 0.619 | 0 | 0
28/02/2021 23:00 | 0 | 0.639 | 0 | 0
01/03/2021 00:00 | 0 | 0.527 | 0 | 0
01/03/2021 01:00 | 0 | 0.094 | 0 | 0
01/03/2021 02:00 | 0 | 0.645 | 0 | 0
01/03/2021 03:00 | 0 | 0.095 | 0 | 0
01/03/2021 04:00 | 0 | 0.558 | 0 | 0
01/03/2021 05:00 | 0 | 0.17 | 0 | 0
01/03/2021 06:00 | 0 | 0.095 | 0 | 0
01/03/2021 07:00 | 0 | 0.437 | 0 | 0
01/03/2021 08:00 | 0 | 0.206 | 0 | 0
01/03/2021 09:00 | 0 | 0.573 | 0 | 0
01/03/2021 10:00 | 0 | 0.924 | 0 | 0
01/03/2021 11:00 | 0 | 0.626 | 0 | 0
01/03/2021 12:00 | 0 | 0.504 | 0 | 0
01/03/2021 13:00 | 0 | 0.915 | 0 | 0
01/03/2021 14:00 | 0 | 0.631 | 0 | 0
01/03/2021 15:00 | 0 | 0.688 | 0 | 0
01/03/2021 16:00 | 0 | 0.377 | 0 | 0
01/03/2021 17:00 | 0 | 0.681 | 0 | 0
01/03/2021 18:00 | 0 | 0.794 | 0 | 0
01/03/2021 19:00 | 0 | 0.618 | 0 | 0
01/03/2021 20:00 | 0 | 0.947 | 0 | 0
01/03/2021 21:00 | 0 | 0.491 | 0 | 0
01/03/2021 22:00 | 0 | 0.512 | 0 | 0
01/03/2021 23:00 | 0 | 0.516 | 0 | 0
02/03/2021 00:00 | 0 | 0.635 | 0 | 0
02/03/2021 01:00 | 0 | 0.367 | 0 | 0
02/03/2021 02:00 | 0 | 0.882 | 0 | 0
02/03/2021 03:00 | 0 | 0.516 | 0 | 0
02/03/2021 04:00 | 0 | 0.516 | 0 | 0
02/03/2021 05:00 | 0 | 0.637 | 0 | 0
02/03/2021 06:00 | 0 | 0.069 | 0 | 0
02/03/2021 07:00 | 0 | 0.107 | 0 | 0
02/03/2021 08:00 | 0 | 0.446 | 0 | 0
02/03/2021 09:00 | 0 | 0.367 | 0 | 0
02/03/2021 10:00 | 0 | 0.43 | 0 | 0
02/03/2021 11:00 | 0 | 0.394 | 0 | 0
02/03/2021 12:00 | 0 | 0.656 | 0 | 0
02/03/2021 13:00 | 0 | 0.649 | 0 | 0
02/03/2021 14:00 | 0 | 0.675 | 0 | 0
02/03/2021 15:00 | 0 | 0.986 | 0 | 0
02/03/2021 16:00 | 0 | 0.618 | 0 | 0
02/03/2021 17:00 | 0 | 0.582 | 0 | 0
02/03/2021 18:00 | 0 | 0.247 | 0 | 0
02/03/2021 19:00 | 0 | 0.6225 | 0 | 0
02/03/2021 20:00 | 0 | 0.649 | 0 | 0
02/03/2021 21:00 | 0 | 0.53075 | 0 | 0
02/03/2021 22:00 | 0 | 0.823 | 0 | 0
02/03/2021 23:00 | 0 | 0.409 | 0 | 0
03/03/2021 00:00 | 0 | 0.903 | 0 | 0
03/03/2021 01:00 | 0 | 0.746 | 0 | 0
03/03/2021 02:00 | 0 | 0.673 | 0 | 0
03/03/2021 03:00 | 0 | 0.627 | 0 | 0
03/03/2021 04:00 | 0 | 0.151 | 0 | 0
03/03/2021 05:00 | 0 | 0.403 | 0 | 0
03/03/2021 06:00 | 0 | 0.076 | 0 | 0
03/03/2021 07:00 | 0 | 0.249 | 0 | 0
03/03/2021 08:00 | 0 | 1.369 | 0 | 0
03/03/2021 09:00 | 0 | 0.436 | 0 | 0
03/03/2021 10:00 | 0 | 0.58 | 0 | 0
03/03/2021 11:00 | 0 | 0.329 | 0 | 0
03/03/2021 12:00 | 0 | 0.921 | 0 | 0
03/03/2021 13:00 | 0 | 0.392 | 0 | 0
03/03/2021 14:00 | 0 | 0.767 | 0 | 0
03/03/2021 15:00 | 0 | 0.396 | 0 | 0
03/03/2021 16:00 | 0 | 0.541 | 0 | 0
03/03/2021 17:00 | 0 | 0.838 | 0 | 0
03/03/2021 18:00 | 0 | 0.53 | 0 | 0
03/03/2021 19:00 | 0 | 0.452 | 0 | 0
03/03/2021 20:00 | 0 | 0.821 | 0 | 0
03/03/2021 21:00 | 0 | 0.743 | 0 | 0
03/03/2021 22:00 | 0 | 0.668 | 0 | 0
03/03/2021 23:00 | 0 | 0.789 | 0 | 0
04/03/2021 00:00 | 0 | 0.304 | 0 | 0
04/03/2021 01:00 | 0 | 0.509 | 0 | 0
04/03/2021 02:00 | 0 | 0.813 | 0 | 0
04/03/2021 03:00 | 0 | 0.38 | 0 | 0
04/03/2021 04:00 | 0 | 0.296 | 0 | 0
04/03/2021 05:00 | 0 | 0.518 | 0 | 0
04/03/2021 06:00 | 0 | 0.3 | 0 | 0
04/03/2021 07:00 | 0 | 0.324 | 0 | 0
04/03/2021 08:00 | 0 | 0.913 | 0 | 0
04/03/2021 09:00 | 0 | 0.444 | 0 | 0
04/03/2021 10:00 | 0 | 0.385 | 0 | 0
04/03/2021 11:00 | 0 | 0.613 | 0 | 0
04/03/2021 12:00 | 0 | 0.731 | 0 | 0
04/03/2021 13:00 | 0 | 0.559 | 0 | 0
04/03/2021 14:00 | 0 | 0.787 | 0 | 0
04/03/2021 15:00 | 0 | 0.913 | 0 | 0
04/03/2021 16:00 | 0 | 0.62 | 0 | 0
04/03/2021 17:00 | 0 | 1.079 | 0 | 0
04/03/2021 18:00 | 0 | 0.622 | 0 | 0
04/03/2021 19:00 | 0 | 0.924 | 0 | 0
04/03/2021 20:00 | 0 | 0.59 | 0 | 0
04/03/2021 21:00 | 0 | 0.828 | 0 | 0
04/03/2021 22:00 | 0 | 1.01 | 0 | 0
04/03/2021 23:00 | 0 | 0.535 | 0 | 0
05/03/2021 00:00 | 0 | 0.833 | 0 | 0
05/03/2021 01:00 | 0 | 0.502 | 0 | 0
05/03/2021 02:00 | 0 | 0.468 | 0 | 0
05/03/2021 03:00 | 0 | 0.495 | 0 | 0
05/03/2021 04:00 | 0 | 0.294 | 0 | 0
05/03/2021 05:00 | 0 | 0.076 | 0 | 0
05/03/2021 06:00 | 0 | 0.432 | 0 | 0
05/03/2021 07:00 | 0 | 0.426 | 0 | 0
05/03/2021 08:00 | 0 | 1.034 | 0 | 0
05/03/2021 09:00 | 0 | 0.911 | 0 | 0
05/03/2021 10:00 | 0 | 0.172 | 0 | 0
05/03/2021 11:00 | 0 | 0.413 | 0 | 0
05/03/2021 12:00 | 0 | 0.734 | 0 | 0
05/03/2021 13:00 | 0 | 0.943 | 0 | 0
05/03/2021 14:00 | 0 | 0.611 | 0 | 0
05/03/2021 15:00 | 0 | 0.885 | 0 | 0
05/03/2021 16:00 | 0 | 0.918 | 0 | 0
05/03/2021 17:00 | 0 | 0.405 | 0 | 0
05/03/2021 18:00 | 0 | 1.179 | 0 | 0
05/03/2021 19:00 | 0 | 0.693 | 0 | 0
05/03/2021 20:00 | 0 | 0.662 | 0 | 0
05/03/2021 21:00 | 0 | 0.819 | 0 | 0
05/03/2021 22:00 | 0 | 0.377 | 0 | 0
05/03/2021 23:00 | 0 | 0.6 | 0 | 0
06/03/2021 00:00 | 0 | 0.679 | 0 | 0
06/03/2021 01:00 | 0 | 0.473 | 0 | 0
06/03/2021 02:00 | 0 | 0.148 | 0 | 0
06/03/2021 03:00 | 0 | 0.331 | 0 | 0
06/03/2021 04:00 | 0 | 0.288 | 0 | 0
06/03/2021 05:00 | 0 | 0.301 | 0 | 0
06/03/2021 06:00 | 0 | 0.148 | 0 | 0
06/03/2021 07:00 | 0 | 0.31 | 0 | 0
06/03/2021 08:00 | 0 | 0.751 | 0 | 0
06/03/2021 09:00 | 0 | 0.835 | 0 | 0
06/03/2021 10:00 | 0 | 0.674 | 0 | 0
06/03/2021 11:00 | 0 | 0.991 | 0 | 0
06/03/2021 12:00 | 0 | 0.39 | 0 | 0
06/03/2021 13:00 | 0 | 0.849 | 0 | 0
06/03/2021 14:00 | 0 | 1.082 | 0 | 0
06/03/2021 15:00 | 0 | 0.425 | 0 | 0
06/03/2021 16:00 | 0 | 0.622 | 0 | 0
06/03/2021 17:00 | 0 | 1.025 | 0 | 0
06/03/2021 18:00 | 0 | 0.888 | 0 | 0
06/03/2021 19:00 | 0 | 1.21 | 0 | 0
06/03/2021 20:00 | 0 | 0.831 | 0 | 0
06/03/2021 21:00 | 0 | 0.654 | 0 | 0
06/03/2021 22:00 | 0 | 0.794 | 0 | 0
06/03/2021 23:00 | 0 | 0.906 | 0 | 0
07/03/2021 00:00 | 0 | 0.753 | 0 | 0
07/03/2021 01:00 | 0 | 0.567 | 0 | 0
07/03/2021 02:00 | 0 | 0.437 | 0 | 0
07/03/2021 03:00 | 0 | 0.296 | 0 | 0
07/03/2021 04:00 | 0 | 0.1115 | 0 | 0
07/03/2021 05:00 | 0 | 0.463 | 0 | 0
07/03/2021 06:00 | 0 | 0.172 | 0 | 0
07/03/2021 07:00 | 0 | 0.463 | 0 | 0
07/03/2021 08:00 | 0 | 0.759 | 0 | 0
07/03/2021 09:00 | 0 | 0.569 | 0 | 0
07/03/2021 10:00 | 0 | 0.698 | 0 | 0
07/03/2021 11:00 | 0 | 0.851 | 0 | 0
07/03/2021 12:00 | 0 | 0.597 | 0 | 0
07/03/2021 13:00 | 0 | 0.565 | 0 | 0
07/03/2021 14:00 | 0 | 1.033 | 0 | 0
07/03/2021 15:00 | 0 | 0.647 | 0 | 0
07/03/2021 16:00 | 0 | 0.561 | 0 | 0
07/03/2021 17:00 | 0 | 0.685 | 0 | 0
07/03/2021 18:00 | 0 | 0.739 | 0 | 0
07/03/2021 19:00 | 0 | 0.467 | 0 | 0
07/03/2021 20:00 | 0 | 1.184 | 0 | 0
07/03/2021 21:00 | 0 | 0.718 | 0 | 0
07/03/2021 22:00 | 0 | 0.56 | 0 | 0
07/03/2021 23:00 | 0 | 0.333 | 0 | 0
08/03/2021 00:00 | 0 | 0.543 | 0 | 0
08/03/2021 01:00 | 0 | 0.156 | 0 | 0
08/03/2021 02:00 | 0 | 0.559 | 0 | 0
08/03/2021 03:00 | 0 | 0.062 | 0 | 0
08/03/2021 04:00 | 0 | 0.501 | 0 | 0
08/03/2021 05:00 | 0 | 0.202 | 0 | 0
08/03/2021 06:00 | 0 | 0.149 | 0 | 0
08/03/2021 07:00 | 0 | 0.441 | 0 | 0
08/03/2021 08:00 | 0 | 0.821 | 0 | 0
08/03/2021 09:00 | 0 | 0.882 | 0 | 0
08/03/2021 10:00 | 0 | 1.231 | 0 | 0
08/03/2021 11:00 | 0 | 4.768 | 0 | 0
08/03/2021 12:00 | 0 | 1.58 | 0 | 0
08/03/2021 13:00 | 0 | 1.143 | 0 | 0
08/03/2021 14:00 | 0 | 0.779 | 0 | 0
08/03/2021 15:00 | 0 | 1.227 | 0 | 0
08/03/2021 16:00 | 0 | 0.612 | 0 | 0
08/03/2021 17:00 | 0 | 0.5735 | 0 | 0
08/03/2021 18:00 | 0 | 0.251 | 0 | 0
08/03/2021 19:00 | 0 | 0.933 | 0 | 0
08/03/2021 20:00 | 0 | 1.085 | 0 | 0
08/03/2021 21:00 | 0 | 1.12 | 0 | 0
08/03/2021 22:00 | 0 | 0.647 | 0 | 0
08/03/2021 23:00 | 0 | 0.682 | 0 | 0
09/03/2021 00:00 | 0 | 0.385 | 0 | 0
09/03/2021 01:00 | 0 | 0.74 | 0 | 0
09/03/2021 02:00 | 0 | 0.858 | 0 | 0
09/03/2021 03:00 | 0 | 0.146 | 0 | 0
09/03/2021 04:00 | 0 | 0.144 | 0 | 0
09/03/2021 05:00 | 0 | 0.45 | 0 | 0
09/03/2021 06:00 | 0 | 0.284 | 0 | 0
09/03/2021 07:00 | 0 | 0.146 | 0 | 0
09/03/2021 08:00 | 0 | 0.417 | 0 | 0
09/03/2021 09:00 | 0 | 0.779 | 0 | 0
09/03/2021 10:00 | 0 | 0.756 | 0 | 0
09/03/2021 11:00 | 0 | 0.834 | 0 | 0
09/03/2021 12:00 | 0 | 1.087 | 0 | 0
09/03/2021 13:00 | 0 | 1.155 | 0 | 0
09/03/2021 14:00 | 0 | 1.248 | 0 | 0
09/03/2021 15:00 | 0 | 0.763 | 0 | 0
09/03/2021 16:00 | 0 | 2.079 | 0 | 0
09/03/2021 17:00 | 0 | 0.867 | 0 | 0
09/03/2021 18:00 | 0 | 0.96 | 0 | 0
09/03/2021 19:00 | 0 | 1.14 | 0 | 0
09/03/2021 20:00 | 0 | 1.045 | 0 | 0
09/03/2021 21:00 | 0 | 1.112 | 0 | 0
09/03/2021 22:00 | 0 | 0.928 | 0 | 0
09/03/2021 23:00 | 0 | 1.245 | 0 | 0
10/03/2021 00:00 | 0 | 0.691 | 0 | 0
10/03/2021 01:00 | 0 | 0.534 | 0 | 0
10/03/2021 02:00 | 0 | 0.419 | 0 | 0
10/03/2021 03:00 | 0 | 0.672 | 0 | 0
10/03/2021 04:00 | 0 | 0.38 | 0 | 0
10/03/2021 05:00 | 0 | 0.153 | 0 | 0
10/03/2021 06:00 | 0 | 0.362 | 0 | 0
10/03/2021 07:00 | 0 | 0.353 | 0 | 0
10/03/2021 08:00 | 0 | 0.268 | 0 | 0
10/03/2021 09:00 | 0 | 0.329 | 0 | 0
10/03/2021 10:00 | 0 | 0.537 | 0 | 0
10/03/2021 11:00 | 0 | 0.531 | 0 | 0
10/03/2021 12:00 | 0 | 0.893 | 0 | 0
10/03/2021 13:00 | 0 | 0.747 | 0 | 0
10/03/2021 14:00 | 0 | 0.437 | 0 | 0
10/03/2021 15:00 | 0 | 0.285 | 0 | 0
10/03/2021 16:00 | 0 | 0.469 | 0 | 0
10/03/2021 17:00 | 0 | 0.513 | 0 | 0
10/03/2021 18:00 | 0 | 0.66 | 0 | 0
10/03/2021 19:00 | 0 | 0.232 | 0 | 0
10/03/2021 20:00 | 0 | 0.343 | 0 | 0
10/03/2021 21:00 | 0 | 0.61 | 0 | 0
10/03/2021 22:00 | 0 | 0.29 | 0 | 0
10/03/2021 23:00 | 0 | 0.383 | 0 | 0
11/03/2021 00:00 | 0 | 0.175 | 0 | 0
11/03/2021 01:00 | 0 | 0.293 | 0 | 0
11/03/2021 02:00 | 0 | 0.502 | 0 | 0
11/03/2021 03:00 | 0 | 0.203 | 0 | 0
11/03/2021 04:00 | 0 | 0.267 | 0 | 0
11/03/2021 05:00 | 0 | 0.696 | 0 | 0
11/03/2021 06:00 | 0 | 0.055 | 0 | 0
11/03/2021 07:00 | 0 | 0.319 | 0 | 0
11/03/2021 08:00 | 0 | 0.262 | 0 | 0
11/03/2021 09:00 | 0 | 1.489 | 0 | 0
11/03/2021 10:00 | 0 | 0.21 | 0 | 0
11/03/2021 11:00 | 0 | 0.47 | 0 | 0
11/03/2021 12:00 | 0 | 0.549 | 0 | 0
11/03/2021 13:00 | 0 | 0.767 | 0 | 0
11/03/2021 14:00 | 0 | 0.517 | 0 | 0
11/03/2021 15:00 | 0 | 0.76 | 0 | 0
11/03/2021 16:00 | 0 | 0.763 | 0 | 0
11/03/2021 17:00 | 0 | 0.576 | 0 | 0
11/03/2021 18:00 | 0 | 0.732 | 0 | 0
11/03/2021 19:00 | 0 | 0.792 | 0 | 0
11/03/2021 20:00 | 0 | 0.814 | 0 | 0
11/03/2021 21:00 | 0 | 0.344 | 0 | 0
11/03/2021 22:00 | 0 | 0.603 | 0 | 0
11/03/2021 23:00 | 0 | 0.546 | 0 | 0
12/03/2021 00:00 | 0 | 0.438 | 0 | 0
12/03/2021 01:00 | 0 | 0.328 | 0 | 0
12/03/2021 02:00 | 0 | 0.174 | 0 | 0
12/03/2021 03:00 | 0 | 0.284 | 0 | 0
12/03/2021 04:00 | 0 | 0.552 | 0 | 0
12/03/2021 05:00 | 0 | 0.29 | 0 | 0
12/03/2021 06:00 | 0 | 0.264 | 0 | 0
12/03/2021 07:00 | 0 | 0.693 | 0 | 0
12/03/2021 08:00 | 0 | 0.713 | 0 | 0
12/03/2021 09:00 | 0 | 0.168 | 0 | 0
12/03/2021 10:00 | 0 | 0.649 | 0 | 0
12/03/2021 11:00 | 0 | 0.438 | 0 | 0
12/03/2021 12:00 | 0 | 0.521 | 0 | 0
12/03/2021 13:00 | 0 | 0.432 | 0 | 0
12/03/2021 14:00 | 0 | 0.757 | 0 | 0
12/03/2021 15:00 | 0 | 0.212 | 0 | 0
12/03/2021 16:00 | 0 | 0.537 | 0 | 0
12/03/2021 17:00 | 0 | 0.055 | 0 | 0
12/03/2021 18:00 | 0 | 0.376 | 0 | 0
12/03/2021 19:00 | 0 | 0.88 | 0 | 0
12/03/2021 20:00 | 0 | 0.824 | 0 | 0
12/03/2021 21:00 | 0 | 0.921 | 0 | 0
12/03/2021 22:00 | 0 | 0.33 | 0 | 0
12/03/2021 23:00 | 0 | 0.933 | 0 | 0
13/03/2021 00:00 | 0 | 0.149 | 0 | 0
13/03/2021 01:00 | 0 | 0.055 | 0 | 0
13/03/2021 02:00 | 0 | 0.437 | 0 | 0
13/03/2021 03:00 | 0 | 0.387 | 0 | 0
13/03/2021 04:00 | 0 | 0.055 | 0 | 0
13/03/2021 05:00 | 0 | 0.544 | 0 | 0
13/03/2021 06:00 | 0 | 0.33 | 0 | 0
13/03/2021 07:00 | 0 | 0.752 | 0 | 0
13/03/2021 08:00 | 0 | 0.332 | 0 | 0
13/03/2021 09:00 | 0 | 0.148 | 0 | 0
13/03/2021 10:00 | 0 | 0.626 | 0 | 0
13/03/2021 11:00 | 0 | 0.31 | 0 | 0
13/03/2021 12:00 | 0 | 0.985 | 0 | 0
13/03/2021 13:00 | 0 | 0.915 | 0 | 0
13/03/2021 14:00 | 0 | 0.993 | 0 | 0
13/03/2021 15:00 | 0 | 0.729 | 0 | 0
13/03/2021 16:00 | 0 | 0.867 | 0 | 0
13/03/2021 17:00 | 0 | 0.839 | 0 | 0
13/03/2021 18:00 | 0 | 0.147 | 0 | 0
13/03/2021 19:00 | 0 | 0.6385 | 0 | 0
13/03/2021 20:00 | 0 | 0.79 | 0 | 0
13/03/2021 21:00 | 0 | 0.324 | 0 | 0
13/03/2021 22:00 | 0 | 0.718 | 0 | 0
13/03/2021 23:00 | 0 | 0.661 | 0 | 0
14/03/2021 00:00 | 0 | 0.364 | 0 | 0
14/03/2021 01:00 | 0 | 0.592 | 0 | 0
14/03/2021 02:00 | 0 | 0.417 | 0 | 0
14/03/2021 03:00 | 0 | 0.368 | 0 | 0
14/03/2021 04:00 | 0 | 0.058 | 0 | 0
14/03/2021 05:00 | 0 | 0.636 | 0 | 0
14/03/2021 06:00 | 0 | 0.19 | 0 | 0
14/03/2021 07:00 | 0 | 0.288 | 0 | 0
14/03/2021 08:00 | 0 | 0.316 | 0 | 0
14/03/2021 09:00 | 0 | 0.653 | 0 | 0
14/03/2021 10:00 | 0 | 0.072 | 0 | 0
14/03/2021 11:00 | 0 | 0.533 | 0 | 0
14/03/2021 12:00 | 0 | 1.617 | 0 | 0
14/03/2021 13:00 | 0 | 0.773 | 0 | 0
14/03/2021 14:00 | 0 | 0.941 | 0 | 0
14/03/2021 15:00 | 0 | 0.547 | 0 | 0
14/03/2021 16:00 | 0 | 0.6 | 0 | 0
14/03/2021 17:00 | 0 | 0.58 | 0 | 0
14/03/2021 18:00 | 0 | 0.921 | 0 | 0
14/03/2021 19:00 | 0 | 0.601 | 0 | 0
14/03/2021 20:00 | 0 | 0.737 | 0 | 0
14/03/2021 21:00 | 0 | 0.558 | 0 | 0
14/03/2021 22:00 | 0 | 0.323 | 0 | 0
14/03/2021 23:00 | 0 | 0.65 | 0 | 0
15/03/2021 00:00 | 0 | 0.414 | 0 | 0
15/03/2021 01:00 | 0 | 0.361 | 0 | 0
15/03/2021 02:00 | 0 | 0.285 | 0 | 0
15/03/2021 03:00 | 0 | 0.296 | 0 | 0
15/03/2021 04:00 | 0 | 0.152 | 0 | 0
15/03/2021 05:00 | 0 | 0.402 | 0 | 0
15/03/2021 06:00 | 0 | 0.55 | 0 | 0
15/03/2021 07:00 | 0 | 0.096 | 0 | 0
15/03/2021 08:00 | 0 | 1.532 | 0 | 0
15/03/2021 09:00 | 0 | 0.444 | 0 | 0
15/03/2021 10:00 | 0 | 0.674 | 0 | 0
15/03/2021 11:00 | 0 | 0.82 | 0 | 0
15/03/2021 12:00 | 0 | 0.221 | 0 | 0
15/03/2021 13:00 | 0 | 0.767 | 0 | 0
15/03/2021 14:00 | 0 | 0.789 | 0 | 0
15/03/2021 15:00 | 0 | 0.53 | 0 | 0
15/03/2021 16:00 | 0 | 0.767 | 0 | 0
15/03/2021 17:00 | 0 | 0.575 | 0 | 0
15/03/2021 18:00 | 0 | 0.543 | 0 | 0
15/03/2021 19:00 | 0 | 0.725 | 0 | 0
15/03/2021 20:00 | 0 | 0.562 | 0 | 0
15/03/2021 21:00 | 0 | 1.074 | 0 | 0
15/03/2021 22:00 | 0 | 0.454 | 0 | 0
15/03/2021 23:00 | 0 | 0.523 | 0 | 0
16/03/2021 00:00 | 0 | 0.538 | 0 | 0
16/03/2021 01:00 | 0 | 0.144 | 0 | 0
16/03/2021 02:00 | 0 | 0.174 | 0 | 0
16/03/2021 03:00 | 0 | 0.447 | 0 | 0
16/03/2021 04:00 | 0 | 0.751 | 0 | 0
16/03/2021 05:00 | 0 | 0.055 | 0 | 0
16/03/2021 06:00 | 0 | 0.162 | 0 | 0
16/03/2021 07:00 | 0 | 0.64 | 0 | 0
16/03/2021 08:00 | 0 | 0.105 | 0 | 0
16/03/2021 09:00 | 0 | 0.277 | 0 | 0
16/03/2021 10:00 | 0 | 0.707 | 0 | 0
16/03/2021 11:00 | 0 | 0.395 | 0 | 0
16/03/2021 12:00 | 0 | 0.924 | 0 | 0
16/03/2021 13:00 | 0 | 0.671 | 0 | 0
16/03/2021 14:00 | 0 | 0.599 | 0 | 0
16/03/2021 15:00 | 0 | 0.683 | 0 | 0
16/03/2021 16:00 | 0 | 0.578 | 0 | 0
16/03/2021 17:00 | 0 | 1.145 | 0 | 0
16/03/2021 18:00 | 0 | 0.492 | 0 | 0
16/03/2021 19:00 | 0 | 0.798 | 0 | 0
16/03/2021 20:00 | 0 | 0.729 | 0 | 0
16/03/2021 21:00 | 0 | 0.708 | 0 | 0
16/03/2021 22:00 | 0 | 0.512 | 0 | 0
16/03/2021 23:00 | 0 | 0.435 | 0 | 0
17/03/2021 00:00 | 0 | 0.295 | 0 | 0
17/03/2021 01:00 | 0 | 0.3745 | 0 | 0
17/03/2021 02:00 | 0 | 0.071 | 0 | 0
17/03/2021 03:00 | 0 | 0.211 | 0 | 0
17/03/2021 04:00 | 0 | 0.766 | 0 | 0
17/03/2021 05:00 | 0 | 0.055 | 0 | 0
17/03/2021 06:00 | 0 | 0.17 | 0 | 0
17/03/2021 07:00 | 0 | 0.289 | 0 | 0
17/03/2021 08:00 | 0 | 0.807 | 0 | 0
17/03/2021 09:00 | 0 | 0.2 | 0 | 0
17/03/2021 10:00 | 0 | 0.096 | 0 | 0
17/03/2021 11:00 | 0 | 0.51 | 0 | 0
17/03/2021 12:00 | 0 | 0.89 | 0 | 0
17/03/2021 13:00 | 0 | 0.448 | 0 | 0
17/03/2021 14:00 | 0 | 0.824 | 0 | 0
17/03/2021 15:00 | 0 | 0.55 | 0 | 0
17/03/2021 16:00 | 0 | 0.214 | 0 | 0
17/03/2021 17:00 | 0 | 0.691 | 0 | 0
17/03/2021 18:00 | 0 | 0.47 | 0 | 0
17/03/2021 19:00 | 0 | 0.329 | 0 | 0
17/03/2021 20:00 | 0 | 0.668 | 0 | 0
17/03/2021 21:00 | 0 | 0.421 | 0 | 0
17/03/2021 22:00 | 0 | 0.456 | 0 | 0
17/03/2021 23:00 | 0 | 0.59 | 0 | 0
18/03/2021 00:00 | 0 | 0.506 | 0 | 0
18/03/2021 01:00 | 0 | 0.773 | 0 | 0
18/03/2021 02:00 | 0 | 0.617 | 0 | 0
18/03/2021 03:00 | 0 | 0.267 | 0 | 0
18/03/2021 04:00 | 0 | 0.433 | 0 | 0
18/03/2021 05:00 | 0 | 0.293 | 0 | 0
18/03/2021 06:00 | 0 | 0.628 | 0 | 0
18/03/2021 07:00 | 0 | 0.283 | 0 | 0
18/03/2021 08:00 | 0 | 0.302 | 0 | 0
18/03/2021 09:00 | 0 | 0.446 | 0 | 0
18/03/2021 10:00 | 0 | 0.528 | 0 | 0
18/03/2021 11:00 | 0 | 1.086 | 0 | 0
18/03/2021 12:00 | 0 | 0.548 | 0 | 0
18/03/2021 13:00 | 0 | 0.445 | 0 | 0
18/03/2021 14:00 | 0 | 0.765 | 0 | 0
18/03/2021 15:00 | 0 | 0.569 | 0 | 0
18/03/2021 16:00 | 0 | 0.7 | 0 | 0
18/03/2021 17:00 | 0 | 0.913 | 0 | 0
18/03/2021 18:00 | 0 | 0.787 | 0 | 0
18/03/2021 19:00 | 0 | 0.564 | 0 | 0
18/03/2021 20:00 | 0 | 0.346 | 0 | 0
18/03/2021 21:00 | 0 | 0.787 | 0 | 0
18/03/2021 22:00 | 0 | 0.31 | 0 | 0
18/03/2021 23:00 | 0 | 0.633 | 0 | 0
19/03/2021 00:00 | 0 | 0.843 | 0 | 0
19/03/2021 01:00 | 0 | 0.523 | 0 | 0
19/03/2021 02:00 | 0 | 0.077 | 0 | 0
19/03/2021 03:00 | 0 | 0.296 | 0 | 0
19/03/2021 04:00 | 0 | 0.304 | 0 | 0
19/03/2021 05:00 | 0 | 0.651 | 0 | 0
19/03/2021 06:00 | 0 | 0.535 | 0 | 0
19/03/2021 07:00 | 0 | 0.286 | 0 | 0
19/03/2021 08:00 | 0 | 0.383 | 0 | 0
19/03/2021 09:00 | 0 | 0.539 | 0 | 0
19/03/2021 10:00 | 0 | 0.369 | 0 | 0
19/03/2021 11:00 | 0 | 0.222 | 0 | 0
19/03/2021 12:00 | 0 | 0.462 | 0 | 0
19/03/2021 13:00 | 0 | 0.683 | 0 | 0
19/03/2021 14:00 | 0 | 0.814 | 0 | 0
19/03/2021 15:00 | 0 | 1.067 | 0 | 0
19/03/2021 16:00 | 0 | 0.306 | 0 | 0
19/03/2021 17:00 | 0 | 0.526 | 0 | 0
19/03/2021 18:00 | 0 | 0.591 | 0 | 0
19/03/2021 19:00 | 0 | 1.005 | 0 | 0
19/03/2021 20:00 | 0 | 0.368 | 0 | 0
19/03/2021 21:00 | 0 | 0.376 | 0 | 0
19/03/2021 22:00 | 0 | 0.431 | 0 | 0
19/03/2021 23:00 | 0 | 0.281 | 0 | 0
20/03/2021 00:00 | 0 | 0.833 | 0 | 0
20/03/2021 01:00 | 0 | 0.33 | 0 | 0
20/03/2021 02:00 | 0 | 0.204 | 0 | 0
20/03/2021 03:00 | 0 | 0.146 | 0 | 0
20/03/2021 04:00 | 0 | 0.396 | 0 | 0
20/03/2021 05:00 | 0 | 0.453 | 0 | 0
20/03/2021 06:00 | 0 | 0.268 | 0 | 0
20/03/2021 07:00 | 0 | 0.573 | 0 | 0
20/03/2021 08:00 | 0 | 0.349 | 0 | 0
20/03/2021 09:00 | 0 | 1.496 | 0 | 0
20/03/2021 10:00 | 0 | 0.473 | 0 | 0
20/03/2021 11:00 | 0 | 0.998 | 0 | 0
20/03/2021 12:00 | 0 | 0.27 | 0 | 0
20/03/2021 13:00 | 0 | 0.582 | 0 | 0
20/03/2021 14:00 | 0 | 0.97 | 0 | 0
20/03/2021 15:00 | 0 | 0.73 | 0 | 0
20/03/2021 16:00 | 0 | 0.25 | 0 | 0
20/03/2021 17:00 | 0 | 0.457 | 0 | 0
20/03/2021 18:00 | 0 | 0.58 | 0 | 0
20/03/2021 19:00 | 0 | 0.654 | 0 | 0
20/03/2021 20:00 | 0 | 0.57 | 0 | 0
20/03/2021 21:00 | 0 | 0.622 | 0 | 0
20/03/2021 22:00 | 0 | 0.543 | 0 | 0
20/03/2021 23:00 | 0 | 0.543 | 0 | 0
21/03/2021 00:00 | 0 | 0.067 | 0 | 0
21/03/2021 01:00 | 0 | 0.675 | 0 | 0
21/03/2021 02:00 | 0 | 0.308 | 0 | 0
21/03/2021 03:00 | 0 | 0.284 | 0 | 0
21/03/2021 04:00 | 0 | 0.424 | 0 | 0
21/03/2021 05:00 | 0 | 0.284 | 0 | 0
21/03/2021 06:00 | 0 | 0.519 | 0 | 0
21/03/2021 07:00 | 0 | 0.761 | 0 | 0
21/03/2021 08:00 | 0 | 0.422 | 0 | 0
21/03/2021 09:00 | 0 | 0.078 | 0 | 0
21/03/2021 10:00 | 0 | 0.454 | 0 | 0
21/03/2021 11:00 | 0 | 0.16 | 0 | 0
21/03/2021 12:00 | 0 | 1.022 | 0 | 0
21/03/2021 13:00 | 0 | 0.778 | 0 | 0
21/03/2021 14:00 | 0 | 0.528 | 0 | 0
21/03/2021 15:00 | 0 | 0.384 | 0 | 0
21/03/2021 16:00 | 0 | 0.674 | 0 | 0
21/03/2021 17:00 | 0 | 0.655 | 0 | 0
21/03/2021 18:00 | 0 | 0.525 | 0 | 0
21/03/2021 19:00 | 0 | 0.579 | 0 | 0
21/03/2021 20:00 | 0 | 0.624 | 0 | 0
21/03/2021 21:00 | 0 | 0.422 | 0 | 0
21/03/2021 22:00 | 0 | 0.437 | 0 | 0
21/03/2021 23:00 | 0 | 0.592 | 0 | 0
22/03/2021 00:00 | 0 | 0.272 | 0 | 0
22/03/2021 01:00 | 0 | 0.81 | 0 | 0
22/03/2021 02:00 | 0 | 0.51 | 0 | 0
22/03/2021 03:00 | 0 | 0.059 | 0 | 0
22/03/2021 04:00 | 0 | 0.522 | 0 | 0
22/03/2021 05:00 | 0 | 0.284 | 0 | 0
22/03/2021 06:00 | 0 | 0.286 | 0 | 0
22/03/2021 07:00 | 0 | 0.771 | 0 | 0
22/03/2021 08:00 | 0 | 0.07 | 0 | 0
22/03/2021 09:00 | 0 | 0.478 | 0 | 0
22/03/2021 10:00 | 0 | 0.318 | 0 | 0
22/03/2021 11:00 | 0 | 0.61 | 0 | 0
22/03/2021 12:00 | 0 | 1.087 | 0 | 0
22/03/2021 13:00 | 0 | 0.785 | 0 | 0
22/03/2021 14:00 | 0 | 0.574 | 0 | 0
22/03/2021 15:00 | 0 | 0.5 | 0 | 0
22/03/2021 16:00 | 0 | 0.563 | 0 | 0
22/03/2021 17:00 | 0 | 0.821 | 0 | 0
22/03/2021 18:00 | 0 | 1.023 | 0 | 0
22/03/2021 19:00 | 0 | 0.722 | 0 | 0
22/03/2021 20:00 | 0 | 0.869 | 0 | 0
22/03/2021 21:00 | 0 | 0.816 | 0 | 0
22/03/2021 22:00 | 0 | 0.458 | 0 | 0
22/03/2021 23:00 | 0 | 1.1 | 0 | 0
23/03/2021 00:00 | 0 | 0.441 | 0 | 0
23/03/2021 01:00 | 0 | 0.52 | 0 | 0
23/03/2021 02:00 | 0 | 0.888 | 0 | 0
23/03/2021 03:00 | 0 | 0.209 | 0 | 0
23/03/2021 04:00 | 0 | 0.54 | 0 | 0
23/03/2021 05:00 | 0 | 0.386 | 0 | 0
23/03/2021 06:00 | 0 | 0.065 | 0 | 0
23/03/2021 07:00 | 0 | 0.821 | 0 | 0
23/03/2021 08:00 | 0 | 0.575 | 0 | 0
23/03/2021 09:00 | 0 | 1.146 | 0 | 0
23/03/2021 10:00 | 0 | 0.475 | 0 | 0
23/03/2021 11:00 | 0 | 1.153 | 0 | 0
23/03/2021 12:00 | 0 | 0.596 | 0 | 0
23/03/2021 13:00 | 0 | 0.799 | 0 | 0
23/03/2021 14:00 | 0 | 0.765 | 0 | 0
23/03/2021 15:00 | 0 | 1.763 | 0 | 0
23/03/2021 16:00 | 0 | 1.014 | 0 | 0
23/03/2021 17:00 | 0 | 0.556 | 0 | 0
23/03/2021 18:00 | 0 | 0.851 | 0 | 0
23/03/2021 19:00 | 0 | 0.74018 | 0 | 0
23/03/2021 20:00 | 0 | 0.478 | 0 | 0
23/03/2021 21:00 | 0 | 0.485 | 0 | 0
23/03/2021 22:00 | 0 | 0.82 | 0 | 0
23/03/2021 23:00 | 0 | 0.886 | 0 | 0
24/03/2021 00:00 | 0 | 0.284 | 0 | 0
24/03/2021 01:00 | 0 | 0.585 | 0 | 0
24/03/2021 02:00 | 0 | 0.73 | 0 | 0
24/03/2021 03:00 | 0 | 0.055 | 0 | 0
24/03/2021 04:00 | 0 | 0.055 | 0 | 0
24/03/2021 05:00 | 0 | 0.526 | 0 | 0
24/03/2021 06:00 | 0 | 0.067 | 0 | 0
24/03/2021 07:00 | 0 | 0.293 | 0 | 0
24/03/2021 08:00 | 0 | 0.796 | 0 | 0
24/03/2021 09:00 | 0 | 0.981 | 0 | 0
24/03/2021 10:00 | 0 | 0.422 | 0 | 0
24/03/2021 11:00 | 0 | 0.931 | 0 | 0
24/03/2021 12:00 | 0 | 0.926 | 0 | 0
24/03/2021 13:00 | 0 | 0.584 | 0 | 0
24/03/2021 14:00 | 0 | 0.587 | 0 | 0
24/03/2021 15:00 | 0 | 0.6 | 0 | 0
24/03/2021 16:00 | 0 | 0.393 | 0 | 0
24/03/2021 17:00 | 0 | 0.752 | 0 | 0
24/03/2021 18:00 | 0 | 0.755 | 0 | 0
24/03/2021 19:00 | 0 | 0.869 | 0 | 0
24/03/2021 20:00 | 0 | 0.476 | 0 | 0
24/03/2021 21:00 | 0 | 0.49 | 0 | 0
24/03/2021 22:00 | 0 | 0.797 | 0 | 0
24/03/2021 23:00 | 0 | 0.665 | 0 | 0
25/03/2021 00:00 | 0 | 0.152 | 0 | 0
25/03/2021 01:00 | 0 | 0.452 | 0 | 0
25/03/2021 02:00 | 0 | 0.061 | 0 | 0
25/03/2021 03:00 | 0 | 0.152 | 0 | 0
25/03/2021 04:00 | 0 | 0.205 | 0 | 0
25/03/2021 05:00 | 0 | 0.416 | 0 | 0
25/03/2021 06:00 | 0 | 0.274 | 0 | 0
25/03/2021 07:00 | 0 | 0.437 | 0 | 0
25/03/2021 08:00 | 0 | 0.113 | 0 | 0
25/03/2021 09:00 | 0 | 1.358 | 0 | 0
25/03/2021 10:00 | 0 | 0.168 | 0 | 0
25/03/2021 11:00 | 0 | 0.518 | 0 | 0
25/03/2021 12:00 | 0 | 0.659 | 0 | 0
25/03/2021 13:00 | 0 | 0.859 | 0 | 0
25/03/2021 14:00 | 0 | 1.08 | 0 | 0
25/03/2021 15:00 | 0 | 0.46 | 0 | 0
25/03/2021 16:00 | 0 | 0.365 | 0 | 0
25/03/2021 17:00 | 0 | 0.926 | 0 | 0
25/03/2021 18:00 | 0 | 0.778 | 0 | 0
25/03/2021 19:00 | 0 | 0.272 | 0 | 0
25/03/2021 20:00 | 0 | 0.853 | 0 | 0
25/03/2021 21:00 | 0 | 0.549 | 0 | 0
25/03/2021 22:00 | 0 | 0.649 | 0 | 0
25/03/2021 23:00 | 0 | 0.762 | 0 | 0
26/03/2021 00:00 | 0 | 0.359 | 0 | 0
26/03/2021 01:00 | 0 | 0.259 | 0 | 0
26/03/2021 02:00 | 0 | 0.408 | 0 | 0
26/03/2021 03:00 | 0 | 0.369 | 0 | 0
26/03/2021 04:00 | 0 | 0.055 | 0 | 0
26/03/2021 05:00 | 0 | 0.443 | 0 | 0
26/03/2021 06:00 | 0 | 0.384 | 0 | 0
26/03/2021 07:00 | 0 | 0.567 | 0 | 0
26/03/2021 08:00 | 0 | 0.327 | 0 | 0
26/03/2021 09:00 | 0 | 0.296 | 0 | 0
26/03/2021 10:00 | 0 | 0.775 | 0 | 0
26/03/2021 11:00 | 0 | 0.232 | 0 | 0
26/03/2021 12:00 | 0 | 0.676 | 0 | 0
26/03/2021 13:00 | 0 | 0.912 | 0 | 0
26/03/2021 14:00 | 0 | 0.691 | 0 | 0
26/03/2021 15:00 | 0 | 0.44 | 0 | 0
26/03/2021 16:00 | 0 | 0.494 | 0 | 0
26/03/2021 17:00 | 0 | 0.336 | 0 | 0
26/03/2021 18:00 | 0 | 0.758 | 0 | 0
26/03/2021 19:00 | 0 | 0.765 | 0 | 0
26/03/2021 20:00 | 0 | 0.573 | 0 | 0
26/03/2021 21:00 | 0 | 0.484 | 0 | 0
26/03/2021 22:00 | 0 | 0.294 | 0 | 0
26/03/2021 23:00 | 0 | 1.01 | 0 | 0
27/03/2021 00:00 | 0 | 0.31 | 0 | 0
27/03/2021 01:00 | 0 | 0.651 | 0 | 0
27/03/2021 02:00 | 0 | 0.384 | 0 | 0
27/03/2021 03:00 | 0 | 0.297 | 0 | 0
27/03/2021 04:00 | 0 | 0.3 | 0 | 0
27/03/2021 05:00 | 0 | 0.169 | 0 | 0
27/03/2021 06:00 | 0 | 0.415 | 0 | 0
27/03/2021 07:00 | 0 | 0.685 | 0 | 0
27/03/2021 08:00 | 0 | 1.587 | 0 | 0
27/03/2021 09:00 | 0 | 0.586 | 0 | 0
27/03/2021 10:00 | 0 | 0.293 | 0 | 0
27/03/2021 11:00 | 0 | 1.04 | 0 | 0
27/03/2021 12:00 | 0 | 0.465 | 0 | 0
27/03/2021 13:00 | 0 | 0.661 | 0 | 0
27/03/2021 14:00 | 0 | 0.378 | 0 | 0
27/03/2021 15:00 | 0 | 0.757 | 0 | 0
27/03/2021 16:00 | 0 | 0.457 | 0 | 0
27/03/2021 17:00 | 0 | 0.994 | 0 | 0
27/03/2021 18:00 | 0 | 0.635 | 0 | 0
27/03/2021 19:00 | 0 | 0.457 | 0 | 0
27/03/2021 20:00 | 0 | 0.785 | 0 | 0
27/03/2021 21:00 | 0 | 0.65 | 0 | 0
27/03/2021 22:00 | 0 | 0.329 | 0 | 0
27/03/2021 23:00 | 0 | 0.691 | 0 | 0
28/03/2021 00:00 | 0 | 0.361 | 0 | 0
28/03/2021 01:00 | 0 | 0.5435 | 0 | 0
28/03/2021 02:00 | 0 | 0.621 | 0 | 0
28/03/2021 03:00 | 0 | 0.49 | 0 | 0
28/03/2021 04:00 | 0 | 0.632 | 0 | 0
28/03/2021 05:00 | 0 | 0.604 | 0 | 0
28/03/2021 06:00 | 0 | 0.275 | 0 | 0
28/03/2021 07:00 | 0 | 0.512 | 0 | 0
28/03/2021 08:00 | 0 | 0.385 | 0 | 0
28/03/2021 09:00 | 0 | 0.989 | 0 | 0
28/03/2021 10:00 | 0 | 0.288 | 0 | 0
28/03/2021 11:00 | 0 | 0.537 | 0 | 0
28/03/2021 12:00 | 0 | 0.762 | 0 | 0
28/03/2021 13:00 | 0 | 0.675 | 0 | 0
28/03/2021 14:00 | 0 | 0.636 | 0 | 0
28/03/2021 15:00 | 0 | 0.686 | 0 | 0
28/03/2021 16:00 | 0 | 0.533 | 0 | 0
28/03/2021 17:00 | 0 | 0.392 | 0 | 0
28/03/2021 18:00 | 0 | 0.745 | 0 | 0
28/03/2021 19:00 | 0 | 0.566 | 0 | 0
28/03/2021 20:00 | 0 | 0.457 | 0 | 0
28/03/2021 21:00 | 0 | 0.624 | 0 | 0
28/03/2021 22:00 | 0 | 0.404 | 0 | 0
28/03/2021 23:00 | 0 | 0.092 | 0 | 0
29/03/2021 00:00 | 0 | 0.089 | 0 | 0
29/03/2021 01:00 | 0 | 0.525 | 0 | 0
29/03/2021 02:00 | 0 | 0.678 | 0 | 0
29/03/2021 03:00 | 0 | 0.206 | 0 | 0
29/03/2021 04:00 | 0 | 0.55 | 0 | 0
29/03/2021 05:00 | 0 | 0.401 | 0 | 0
29/03/2021 06:00 | 0 | 0.312 | 0 | 0
29/03/2021 07:00 | 0 | 0.227 | 0 | 0
29/03/2021 08:00 | 0 | 0.639 | 0 | 0
29/03/2021 09:00 | 0 | 0.593 | 0 | 0
29/03/2021 10:00 | 0 | 0.563 | 0 | 0
29/03/2021 11:00 | 0 | 0.348 | 0 | 0
29/03/2021 12:00 | 0 | 0.752 | 0 | 0
29/03/2021 13:00 | 0 | 0.356 | 0 | 0
29/03/2021 14:00 | 0 | 0.392 | 0 | 0
29/03/2021 15:00 | 0 | 0.433 | 0 | 0
29/03/2021 16:00 | 0 | 0.348 | 0 | 0
29/03/2021 17:00 | 0 | 0.671 | 0 | 0
29/03/2021 18:00 | 0 | 0.445 | 0 | 0
29/03/2021 19:00 | 0 | 0.809 | 0 | 0
29/03/2021 20:00 | 0 | 0.49 | 0 | 0
29/03/2021 21:00 | 0 | 0.46 | 0 | 0
29/03/2021 22:00 | 0 | 0.879 | 0 | 0
29/03/2021 23:00 | 0 | 0.411 | 0 | 0
30/03/2021 00:00 | 0 | 0.259 | 0 | 0
30/03/2021 01:00 | 0 | 0.723 | 0 | 0
30/03/2021 02:00 | 0 | 0.378 | 0 | 0
30/03/2021 03:00 | 0 | 0.432 | 0 | 0
30/03/2021 04:00 | 0 | 0.573 | 0 | 0
30/03/2021 05:00 | 0 | 0.594 | 0 | 0
30/03/2021 06:00 | 0 | 0.533 | 0 | 0
30/03/2021 07:00 | 0 | 0.403 | 0 | 0
30/03/2021 08:00 | 0 | 0.853 | 0 | 0
30/03/2021 09:00 | 0 | 0.375 | 0 | 0
30/03/2021 10:00 | 0 | 0.329 | 0 | 0
30/03/2021 11:00 | 0 | 0.668 | 0 | 0
30/03/2021 12:00 | 0 | 0.483 | 0 | 0
30/03/2021 13:00 | 0 | 0.331 | 0 | 0
30/03/2021 14:00 | 0 | 0.532 | 0 | 0
30/03/2021 15:00 | 0 | 0.751 | 0 | 0
30/03/2021 16:00 | 0 | 0.683 | 0 | 0
30/03/2021 17:00 | 0 | 0.914 | 0 | 0
30/03/2021 18:00 | 0 | 0.931 | 0 | 0
30/03/2021 19:00 | 0 | 0.688 | 0 | 0
30/03/2021 20:00 | 0 | 0.606 | 0 | 0
30/03/2021 21:00 | 0 | 0.381 | 0 | 0
30/03/2021 22:00 | 0 | 0.784 | 0 | 0
30/03/2021 23:00 | 0 | 0.157 | 0 | 0
31/03/2021 00:00 | 0 | 0.241 | 0 | 0
31/03/2021 01:00 | 0 | 0.24 | 0 | 0
31/03/2021 02:00 | 0 | 0.487 | 0 | 0
31/03/2021 03:00 | 0 | 0.275 | 0 | 0
31/03/2021 04:00 | 0 | 0.238 | 0 | 0
31/03/2021 05:00 | 0 | 0.477 | 0 | 0
31/03/2021 06:00 | 0 | 0.147 | 0 | 0
31/03/2021 07:00 | 0 | 0.357 | 0 | 0
31/03/2021 08:00 | 0 | 0.874 | 0 | 0
31/03/2021 09:00 | 0 | 1.075 | 0 | 0
31/03/2021 10:00 | 0 | 0.446 | 0 | 0
31/03/2021 11:00 | 0 | 0.656 | 0 | 0
31/03/2021 12:00 | 0 | 0.433 | 0 | 0
31/03/2021 13:00 | 0 | 0.732 | 0 | 0
31/03/2021 14:00 | 0 | 0.774 | 0 | 0
31/03/2021 15:00 | 0 | 0.156 | 0 | 0
31/03/2021 16:00 | 0 | 0.475 | 0 | 0
31/03/2021 17:00 | 0 | 0.75 | 0 | 0
31/03/2021 18:00 | 0 | 0.634 | 0 | 0
31/03/2021 19:00 | 0 | 1.05 | 0 | 0
31/03/2021 20:00 | 0 | 0.73 | 0 | 0
31/03/2021 21:00 | 0 | 0.971 | 0 | 0
31/03/2021 22:00 | 0 | 0.595 | 0 | 0
31/03/2021 23:00 | 0 | 0.284 | 0 | 0
01/04/2021 00:00 | 0 | 0.737 | 0 | 0
01/04/2021 01:00 | 0 | 0.896 | 0 | 0
01/04/2021 02:00 | 0 | 0.526 | 0 | 0
01/04/2021 03:00 | 0 | 0.527 | 0 | 0
01/04/2021 04:00 | 0 | 0.514 | 0 | 0
01/04/2021 05:00 | 0 | 0.383 | 0 | 0
01/04/2021 06:00 | 0 | 0.672 | 0 | 0
01/04/2021 07:00 | 0 | 0.516 | 0 | 0
01/04/2021 08:00 | 0 | 0.392 | 0 | 0
01/04/2021 09:00 | 0 | 0.845 | 0 | 0
01/04/2021 10:00 | 0 | 0.389 | 0 | 0
01/04/2021 11:00 | 0 | 0.726 | 0 | 0
01/04/2021 12:00 | 0 | 0.984 | 0 | 0
01/04/2021 13:00 | 0 | 0.9 | 0 | 0
01/04/2021 14:00 | 0 | 0.813 | 0 | 0
01/04/2021 15:00 | 0 | 0.981 | 0 | 0
01/04/2021 16:00 | 0 | 0.895 | 0 | 0
01/04/2021 17:00 | 0 | 0.454 | 0 | 0
01/04/2021 18:00 | 0 | 0.991 | 0 | 0
01/04/2021 19:00 | 0 | 0.77 | 0 | 0
01/04/2021 20:00 | 0 | 0.892 | 0 | 0
01/04/2021 21:00 | 0 | 1.156 | 0 | 0
01/04/2021 22:00 | 0 | 0.44 | 0 | 0
01/04/2021 23:00 | 0 | 0.903 | 0 | 0
02/04/2021 00:00 | 0 | 0.476 | 0 | 0
02/04/2021 01:00 | 0 | 0.325 | 0 | 0
02/04/2021 02:00 | 0 | 0.722 | 0 | 0
02/04/2021 03:00 | 0 | 0.403 | 0 | 0
02/04/2021 04:00 | 0 | 0.533 | 0 | 0
02/04/2021 05:00 | 0 | 0.507 | 0 | 0
02/04/2021 06:00 | 0 | 0.412 | 0 | 0
02/04/2021 07:00 | 0 | 0.419 | 0 | 0
02/04/2021 08:00 | 0 | 0.348 | 0 | 0
02/04/2021 09:00 | 0 | 0.336 | 0 | 0
02/04/2021 10:00 | 0 | 0.457 | 0 | 0
02/04/2021 11:00 | 0 | 0.413 | 0 | 0
02/04/2021 12:00 | 0 | 0.648 | 0 | 0
02/04/2021 13:00 | 0 | 0.256 | 0 | 0
02/04/2021 14:00 | 0 | 0.525 | 0 | 0
02/04/2021 15:00 | 0 | 0.311 | 0 | 0
02/04/2021 16:00 | 0 | 0.409 | 0 | 0
02/04/2021 17:00 | 0 | 0.706 | 0 | 0
02/04/2021 18:00 | 0 | 0.726 | 0 | 0
02/04/2021 19:00 | 0 | 0.79 | 0 | 0
02/04/2021 20:00 | 0 | 0.299 | 0 | 0
02/04/2021 21:00 | 0 | 0.766 | 0 | 0
02/04/2021 22:00 | 0 | 0.825 | 0 | 0
02/04/2021 23:00 | 0 | 0.315 | 0 | 0
03/04/2021 00:00 | 0 | 0.619 | 0 | 0
03/04/2021 01:00 | 0 | 0.408 | 0 | 0
03/04/2021 02:00 | 0 | 0.806 | 0 | 0
03/04/2021 03:00 | 0 | 0.385 | 0 | 0
03/04/2021 04:00 | 0 | 0.436 | 0 | 0
03/04/2021 05:00 | 0 | 0.462 | 0 | 0
03/04/2021 06:00 | 0 | 0.155 | 0 | 0
03/04/2021 07:00 | 0 | 0.296 | 0 | 0
03/04/2021 08:00 | 0 | 0.246 | 0 | 0
03/04/2021 09:00 | 0 | 0.339 | 0 | 0
03/04/2021 10:00 | 0 | 0.467 | 0 | 0
03/04/2021 11:00 | 0 | 0.25 | 0 | 0
03/04/2021 12:00 | 0 | 0.098 | 0 | 0
03/04/2021 13:00 | 0 | 0.802 | 0 | 0
03/04/2021 14:00 | 0 | 0.432 | 0 | 0
03/04/2021 15:00 | 0 | 0.435 | 0 | 0
03/04/2021 16:00 | 0 | 0.442 | 0 | 0
03/04/2021 17:00 | 0 | 0.146 | 0 | 0
03/04/2021 18:00 | 0 | 0.381 | 0 | 0
03/04/2021 19:00 | 0 | 0.768 | 0 | 0
03/04/2021 20:00 | 0 | 0.155 | 0 | 0
03/04/2021 21:00 | 0 | 0.217 | 0 | 0
03/04/2021 22:00 | 0 | 0.679 | 0 | 0
03/04/2021 23:00 | 0 | 0.339 | 0 | 0
04/04/2021 00:00 | 0 | 0.098 | 0 | 0
04/04/2021 01:00 | 0 | 0.439 | 0 | 0
04/04/2021 02:00 | 0 | 0.153 | 0 | 0
04/04/2021 03:00 | 0 | 0.098 | 0 | 0
04/04/2021 04:00 | 0 | 0.305 | 0 | 0
04/04/2021 05:00 | 0 | 0.098 | 0 | 0
04/04/2021 06:00 | 0 | 0.663 | 0 | 0
04/04/2021 07:00 | 0 | 0.098 | 0 | 0
04/04/2021 08:00 | 0 | 0.296 | 0 | 0
04/04/2021 09:00 | 0 | 0.492 | 0 | 0
04/04/2021 10:00 | 0 | 0.155 | 0 | 0
04/04/2021 11:00 | 0 | 0.39 | 0 | 0
04/04/2021 12:00 | 0 | 0.449 | 0 | 0
04/04/2021 13:00 | 0 | 0.503 | 0 | 0
04/04/2021 14:00 | 0 | 0.839 | 0 | 0
04/04/2021 15:00 | 0 | 0.676 | 0 | 0
04/04/2021 16:00 | 0 | 0.462 | 0 | 0
04/04/2021 17:00 | 0 | 0.633 | 0 | 0
04/04/2021 18:00 | 0 | 0.4 | 0 | 0
04/04/2021 19:00 | 0 | 0.363 | 0 | 0
04/04/2021 20:00 | 0 | 0.56 | 0 | 0
04/04/2021 21:00 | 0 | 0.572 | 0 | 0
04/04/2021 22:00 | 0 | 0.105 | 0 | 0
04/04/2021 23:00 | 0 | 0.257 | 0 | 0
05/04/2021 00:00 | 0 | 0.613 | 0 | 0
05/04/2021 01:00 | 0 | 0.099 | 0 | 0
05/04/2021 02:00 | 0 | 0.25 | 0 | 0
05/04/2021 03:00 | 0 | 0.153 | 0 | 0
05/04/2021 04:00 | 0 | 0.602 | 0 | 0
05/04/2021 05:00 | 0 | 0.25 | 0 | 0
05/04/2021 06:00 | 0 | 0.152 | 0 | 0
05/04/2021 07:00 | 0 | 0.374 | 0 | 0
05/04/2021 08:00 | 0 | 0.249 | 0 | 0
05/04/2021 09:00 | 0 | 0.157 | 0 | 0
05/04/2021 10:00 | 0 | 0.519 | 0 | 0
05/04/2021 11:00 | 0 | 1.026 | 0 | 0
05/04/2021 12:00 | 0 | 0.465 | 0 | 0
05/04/2021 13:00 | 0 | 0.786 | 0 | 0
05/04/2021 14:00 | 0 | 0.85 | 0 | 0
05/04/2021 15:00 | 0 | 0.71 | 0 | 0
05/04/2021 16:00 | 0 | 0.857 | 0 | 0
05/04/2021 17:00 | 0 | 0.979 | 0 | 0
05/04/2021 18:00 | 0 | 0.312 | 0 | 0
05/04/2021 19:00 | 0 | 0.273 | 0 | 0
05/04/2021 20:00 | 0 | 0.685 | 0 | 0
05/04/2021 21:00 | 0 | 0.351 | 0 | 0
05/04/2021 22:00 | 0 | 0.287 | 0 | 0
05/04/2021 23:00 | 0 | 0.435 | 0 | 0
06/04/2021 00:00 | 0 | 0.271 | 0 | 0
06/04/2021 01:00 | 0 | 0.147 | 0 | 0
06/04/2021 02:00 | 0 | 0.516 | 0 | 0
06/04/2021 03:00 | 0 | 0.055 | 0 | 0
06/04/2021 04:00 | 0 | 0.294 | 0 | 0
06/04/2021 05:00 | 0 | 0.385 | 0 | 0
06/04/2021 06:00 | 0 | 0.288 | 0 | 0
06/04/2021 07:00 | 0 | 0.204 | 0 | 0
06/04/2021 08:00 | 0 | 0.055 | 0 | 0
06/04/2021 09:00 | 0 | 0.405 | 0 | 0
06/04/2021 10:00 | 0 | 0.206 | 0 | 0
06/04/2021 11:00 | 0 | 0.279 | 0 | 0
06/04/2021 12:00 | 0 | 0.549 | 0 | 0
06/04/2021 13:00 | 0 | 0.24 | 0 | 0
06/04/2021 14:00 | 0 | 0.464 | 0 | 0
06/04/2021 15:00 | 0 | 0.936 | 0 | 0
06/04/2021 16:00 | 0 | 0.431 | 0 | 0
06/04/2021 17:00 | 0 | 0.457 | 0 | 0
06/04/2021 18:00 | 0 | 0.403 | 0 | 0
06/04/2021 19:00 | 0 | 0.404 | 0 | 0
06/04/2021 20:00 | 0 | 0.789 | 0 | 0
06/04/2021 21:00 | 0 | 0.307 | 0 | 0
06/04/2021 22:00 | 0 | 0.206 | 0 | 0
06/04/2021 23:00 | 0 | 0.283 | 0 | 0
07/04/2021 00:00 | 0 | 0.547 | 0 | 0
07/04/2021 01:00 | 0 | 0.146 | 0 | 0
07/04/2021 02:00 | 0 | 0.499 | 0 | 0
07/04/2021 03:00 | 0 | 0.561 | 0 | 0
07/04/2021 04:00 | 0 | 0.055 | 0 | 0
07/04/2021 05:00 | 0 | 0.285 | 0 | 0
07/04/2021 06:00 | 0 | 0.292 | 0 | 0
07/04/2021 07:00 | 0 | 0.515 | 0 | 0
07/04/2021 08:00 | 0 | 0.489 | 0 | 0
07/04/2021 09:00 | 0 | 0.936 | 0 | 0
07/04/2021 10:00 | 0 | 0.306 | 0 | 0
07/04/2021 11:00 | 0 | 0.519 | 0 | 0
07/04/2021 12:00 | 0 | 0.6495 | 0 | 0
07/04/2021 13:00 | 0 | 1.94 | 0 | 0
07/04/2021 14:00 | 0 | 1.019 | 0 | 0
07/04/2021 15:00 | 0 | 1.004 | 0 | 0
07/04/2021 16:00 | 0 | 0.563 | 0 | 0
07/04/2021 17:00 | 0 | 0.735 | 0 | 0
07/04/2021 18:00 | 0 | 0.382 | 0 | 0
07/04/2021 19:00 | 0 | 0.812 | 0 | 0
07/04/2021 20:00 | 0 | 1.014 | 0 | 0
07/04/2021 21:00 | 0 | 0.44 | 0 | 0
07/04/2021 22:00 | 0 | 0.412 | 0 | 0
07/04/2021 23:00 | 0 | 0.515 | 0 | 0
08/04/2021 00:00 | 0 | 0.387 | 0 | 0
08/04/2021 01:00 | 0 | 0.076 | 0 | 0
08/04/2021 02:00 | 0 | 0.54 | 0 | 0
08/04/2021 03:00 | 0 | 0.153 | 0 | 0
08/04/2021 04:00 | 0 | 0.411 | 0 | 0
08/04/2021 05:00 | 0 | 0.545 | 0 | 0
08/04/2021 06:00 | 0 | 0.179 | 0 | 0
08/04/2021 07:00 | 0 | 0.449 | 0 | 0
08/04/2021 08:00 | 0 | 0.428 | 0 | 0
08/04/2021 09:00 | 0 | 0.146 | 0 | 0
08/04/2021 10:00 | 0 | 0.223 | 0 | 0
08/04/2021 11:00 | 0 | 0.495 | 0 | 0
08/04/2021 12:00 | 0 | 0.549 | 0 | 0
08/04/2021 13:00 | 0 | 0.564 | 0 | 0
08/04/2021 14:00 | 0 | 0.675 | 0 | 0
08/04/2021 15:00 | 0 | 0.41 | 0 | 0
08/04/2021 16:00 | 0 | 0.597 | 0 | 0
08/04/2021 17:00 | 0 | 0.482 | 0 | 0
08/04/2021 18:00 | 0 | 0.64 | 0 | 0
08/04/2021 19:00 | 0 | 0.332 | 0 | 0
08/04/2021 20:00 | 0 | 0.814 | 0 | 0
08/04/2021 21:00 | 0 | 0.43 | 0 | 0
08/04/2021 22:00 | 0 | 0.127 | 0 | 0
08/04/2021 23:00 | 0 | 0.597 | 0 | 0
09/04/2021 00:00 | 0 | 0.189 | 0 | 0
09/04/2021 01:00 | 0 | 0.418 | 0 | 0
09/04/2021 02:00 | 0 | 0.466 | 0 | 0
09/04/2021 03:00 | 0 | 0.101 | 0 | 0
09/04/2021 04:00 | 0 | 0.181 | 0 | 0
09/04/2021 05:00 | 0 | 0.54 | 0 | 0
09/04/2021 06:00 | 0 | 0.094 | 0 | 0
09/04/2021 07:00 | 0 | 0.215 | 0 | 0
09/04/2021 08:00 | 0 | 0.93 | 0 | 0
09/04/2021 09:00 | 0 | 0.276 | 0 | 0
09/04/2021 10:00 | 0 | 0.34 | 0 | 0
09/04/2021 11:00 | 0 | 0.48 | 0 | 0
09/04/2021 12:00 | 0 | 0.705 | 0 | 0
09/04/2021 13:00 | 0 | 0.682 | 0 | 0
09/04/2021 14:00 | 0 | 0.414 | 0 | 0
09/04/2021 15:00 | 0 | 0.828 | 0 | 0
09/04/2021 16:00 | 0 | 0.623 | 0 | 0
09/04/2021 17:00 | 0 | 0.837 | 0 | 0
09/04/2021 18:00 | 0 | 0.742 | 0 | 0
09/04/2021 19:00 | 0 | 0.822 | 0 | 0
09/04/2021 20:00 | 0 | 0.485 | 0 | 0
09/04/2021 21:00 | 0 | 0.364 | 0 | 0
09/04/2021 22:00 | 0 | 0.553 | 0 | 0
09/04/2021 23:00 | 0 | 0.46 | 0 | 0
10/04/2021 00:00 | 0 | 0.182 | 0 | 0
10/04/2021 01:00 | 0 | 0.492 | 0 | 0
10/04/2021 02:00 | 0 | 0.151 | 0 | 0
10/04/2021 03:00 | 0 | 0.468 | 0 | 0
10/04/2021 04:00 | 0 | 0.289 | 0 | 0
10/04/2021 05:00 | 0 | 0.266 | 0 | 0
10/04/2021 06:00 | 0 | 0.476 | 0 | 0
10/04/2021 07:00 | 0 | 0.474 | 0 | 0
10/04/2021 08:00 | 0 | 0.417 | 0 | 0
10/04/2021 09:00 | 0 | 0.777 | 0 | 0
10/04/2021 10:00 | 0 | 0.691 | 0 | 0
10/04/2021 11:00 | 0 | 0.832 | 0 | 0
10/04/2021 12:00 | 0 | 0.772 | 0 | 0
10/04/2021 13:00 | 0 | 0.966 | 0 | 0
10/04/2021 14:00 | 0 | 0.885 | 0 | 0
10/04/2021 15:00 | 0 | 0.666 | 0 | 0
10/04/2021 16:00 | 0 | 0.699 | 0 | 0
10/04/2021 17:00 | 0 | 0.973 | 0 | 0
10/04/2021 18:00 | 0 | 0.672 | 0 | 0
10/04/2021 19:00 | 0 | 0.54 | 0 | 0
10/04/2021 20:00 | 0 | 0.76 | 0 | 0
10/04/2021 21:00 | 0 | 0.581 | 0 | 0
10/04/2021 22:00 | 0 | 0.693 | 0 | 0
10/04/2021 23:00 | 0 | 0.319 | 0 | 0
11/04/2021 00:00 | 0 | 0.513 | 0 | 0
11/04/2021 01:00 | 0 | 0.786 | 0 | 0
11/04/2021 02:00 | 0 | 0.13 | 0 | 0
11/04/2021 03:00 | 0 | 0.13 | 0 | 0
11/04/2021 04:00 | 0 | 0.218 | 0 | 0
11/04/2021 05:00 | 0 | 0.497 | 0 | 0
11/04/2021 06:00 | 0 | 0.22 | 0 | 0
11/04/2021 07:00 | 0 | 0.306 | 0 | 0
11/04/2021 08:00 | 0 | 0.663 | 0 | 0
11/04/2021 09:00 | 0 | 0.279 | 0 | 0
11/04/2021 10:00 | 0 | 0.322 | 0 | 0
11/04/2021 11:00 | 0 | 0.501 | 0 | 0
11/04/2021 12:00 | 0 | 0.52 | 0 | 0
11/04/2021 13:00 | 0 | 0.386 | 0 | 0
11/04/2021 14:00 | 0 | 0.504 | 0 | 0
11/04/2021 15:00 | 0 | 0.137 | 0 | 0
11/04/2021 16:00 | 0 | 0.5 | 0 | 0
11/04/2021 17:00 | 0 | 0.524 | 0 | 0
11/04/2021 18:00 | 0 | 0.12 | 0 | 0
11/04/2021 19:00 | 0 | 0.6 | 0 | 0
11/04/2021 20:00 | 0 | 1.882 | 0 | 0
11/04/2021 21:00 | 0 | 0.097 | 0 | 0
11/04/2021 22:00 | 0 | 0.543 | 0 | 0
11/04/2021 23:00 | 0 | 0.696 | 0 | 0
12/04/2021 00:00 | 0 | 0.217 | 0 | 0
12/04/2021 01:00 | 0 | 0.32 | 0 | 0
12/04/2021 02:00 | 0 | 0.187 | 0 | 0
12/04/2021 03:00 | 0 | 0.548 | 0 | 0
12/04/2021 04:00 | 0 | 1.7 | 0 | 0
12/04/2021 05:00 | 0 | 0.086 | 0 | 0
12/04/2021 06:00 | 0 | 0.54 | 0 | 0
12/04/2021 07:00 | 0 | 0.419 | 0 | 0
12/04/2021 08:00 | 0 | 0.201 | 0 | 0
12/04/2021 09:00 | 0 | 0.6 | 0 | 0
12/04/2021 10:00 | 0 | 0.57 | 0 | 0
12/04/2021 11:00 | 0 | 0.24 | 0 | 0
12/04/2021 12:00 | 0 | 0.404 | 0 | 0
12/04/2021 13:00 | 0 | 0.852 | 0 | 0
12/04/2021 14:00 | 0 | 0.607 | 0 | 0
12/04/2021 15:00 | 0 | 0.496 | 0 | 0
12/04/2021 16:00 | 0 | 0.293 | 0 | 0
12/04/2021 17:00 | 0 | 0.534 | 0 | 0
12/04/2021 18:00 | 0 | 0.822 | 0 | 0
12/04/2021 19:00 | 0 | 0.459 | 0 | 0
12/04/2021 20:00 | 0 | 0.402 | 0 | 0
12/04/2021 21:00 | 0 | 0.272 | 0 | 0
12/04/2021 22:00 | 0 | 0.437 | 0 | 0
12/04/2021 23:00 | 0 | 0.711 | 0 | 0
13/04/2021 00:00 | 0 | 0.257 | 0 | 0
13/04/2021 01:00 | 0 | 0.468 | 0 | 0
13/04/2021 02:00 | 0 | 0.323 | 0 | 0
13/04/2021 03:00 | 0 | 0.486 | 0 | 0
13/04/2021 04:00 | 0 | 0.347 | 0 | 0
13/04/2021 05:00 | 0 | 0.2 | 0 | 0
13/04/2021 06:00 | 0 | 0.577 | 0 | 0
13/04/2021 07:00 | 0 | 0.127 | 0 | 0
13/04/2021 08:00 | 0 | 0.254 | 0 | 0
13/04/2021 09:00 | 0 | 1.715 | 0 | 0
13/04/2021 10:00 | 0 | 1.136 | 0 | 0
13/04/2021 11:00 | 0 | 0.284 | 0 | 0
13/04/2021 12:00 | 0 | 0.639 | 0 | 0
13/04/2021 13:00 | 0 | 0.424 | 0 | 0
13/04/2021 14:00 | 0 | 0.725 | 0 | 0
13/04/2021 15:00 | 0 | 0.537 | 0 | 0
13/04/2021 16:00 | 0 | 0.454 | 0 | 0
13/04/2021 17:00 | 0 | 0.8655 | 0 | 0
13/04/2021 18:00 | 0 | 0.323 | 0 | 0
13/04/2021 19:00 | 0 | 0.558 | 0 | 0
13/04/2021 20:00 | 0 | 0.823 | 0 | 0
13/04/2021 21:00 | 0 | 0.27133 | 0 | 0
13/04/2021 22:00 | 0 | 0.28 | 0 | 0
13/04/2021 23:00 | 0 | 0.644 | 0 | 0
14/04/2021 00:00 | 0 | 0.734 | 0 | 0
14/04/2021 01:00 | 0 | 0.186 | 0 | 0
14/04/2021 02:00 | 0 | 0.551 | 0 | 0
14/04/2021 03:00 | 0 | 0.331 | 0 | 0
14/04/2021 04:00 | 0 | 0.184 | 0 | 0
14/04/2021 05:00 | 0 | 0.408 | 0 | 0
14/04/2021 06:00 | 0 | 0.558 | 0 | 0
14/04/2021 07:00 | 0 | 0.206 | 0 | 0
14/04/2021 08:00 | 0 | 0.438 | 0 | 0
14/04/2021 09:00 | 0 | 0.597 | 0 | 0
14/04/2021 10:00 | 0 | 0.22 | 0 | 0
14/04/2021 11:00 | 0 | 0.574 | 0 | 0
14/04/2021 12:00 | 0 | 0.863 | 0 | 0
14/04/2021 13:00 | 0 | 0.611 | 0 | 0
14/04/2021 14:00 | 0 | 0.392 | 0 | 0
14/04/2021 15:00 | 0 | 0.514 | 0 | 0
14/04/2021 16:00 | 0 | 0.965 | 0 | 0
14/04/2021 17:00 | 0 | 0.472 | 0 | 0
14/04/2021 18:00 | 0 | 0.392 | 0 | 0
14/04/2021 19:00 | 0 | 0.707 | 0 | 0
14/04/2021 20:00 | 0 | 0.435 | 0 | 0
14/04/2021 21:00 | 0 | 0.376 | 0 | 0
14/04/2021 22:00 | 0 | 0.618 | 0 | 0
14/04/2021 23:00 | 0 | 0.405 | 0 | 0
15/04/2021 00:00 | 0 | 0.411 | 0 | 0
15/04/2021 01:00 | 0 | 0.323 | 0 | 0
15/04/2021 02:00 | 0 | 0.342 | 0 | 0
15/04/2021 03:00 | 0 | 0.296 | 0 | 0
15/04/2021 04:00 | 0 | 0.163 | 0 | 0
15/04/2021 05:00 | 0 | 0.364 | 0 | 0
15/04/2021 06:00 | 0 | 0.682 | 0 | 0
15/04/2021 07:00 | 0 | 0.201 | 0 | 0
15/04/2021 08:00 | 0 | 0.369 | 0 | 0
15/04/2021 09:00 | 0 | 0.71 | 0 | 0
15/04/2021 10:00 | 0 | 0.22 | 0 | 0
15/04/2021 11:00 | 0 | 0.404 | 0 | 0
15/04/2021 12:00 | 0 | 0.584 | 0 | 0
15/04/2021 13:00 | 0 | 0.324 | 0 | 0
15/04/2021 14:00 | 0 | 0.361 | 0 | 0
15/04/2021 15:00 | 0 | 0.798 | 0 | 0
15/04/2021 16:00 | 0 | 0.671 | 0 | 0
15/04/2021 17:00 | 0 | 0.237 | 0 | 0
15/04/2021 18:00 | 0 | 0.517 | 0 | 0
15/04/2021 19:00 | 0 | 0.451 | 0 | 0
15/04/2021 20:00 | 0 | 0.559 | 0 | 0
15/04/2021 21:00 | 0 | 0.498 | 0 | 0
15/04/2021 22:00 | 0 | 0.428 | 0 | 0
15/04/2021 23:00 | 0 | 0.541 | 0 | 0
16/04/2021 00:00 | 0 | 0.373 | 0 | 0
16/04/2021 01:00 | 0 | 0.067 | 0 | 0
16/04/2021 02:00 | 0 | 0.537 | 0 | 0
16/04/2021 03:00 | 0 | 0.15 | 0 | 0
16/04/2021 04:00 | 0 | 0.375 | 0 | 0
16/04/2021 05:00 | 0 | 0.378 | 0 | 0
16/04/2021 06:00 | 0 | 0.203 | 0 | 0
16/04/2021 07:00 | 0 | 0.3 | 0 | 0
16/04/2021 08:00 | 0 | 0.343 | 0 | 0
16/04/2021 09:00 | 0 | 0.615 | 0 | 0
16/04/2021 10:00 | 0 | 1.134 | 0 | 0
16/04/2021 11:00 | 0 | 0.572 | 0 | 0
16/04/2021 12:00 | 0 | 0.448 | 0 | 0
16/04/2021 13:00 | 0 | 0.625 | 0 | 0
16/04/2021 14:00 | 0 | 1.423 | 0 | 0
16/04/2021 15:00 | 0 | 0.721 | 0 | 0
16/04/2021 16:00 | 0 | 0.444 | 0 | 0
16/04/2021 17:00 | 0 | 0.619 | 0 | 0
16/04/2021 18:00 | 0 | 0.552 | 0 | 0
16/04/2021 19:00 | 0 | 0.225 | 0 | 0
16/04/2021 20:00 | 0 | 0.935 | 0 | 0
16/04/2021 21:00 | 0 | 0.383 | 0 | 0
16/04/2021 22:00 | 0 | 0.139 | 0 | 0
16/04/2021 23:00 | 0 | 0.283 | 0 | 0
17/04/2021 00:00 | 0 | 0.29 | 0 | 0
17/04/2021 01:00 | 0 | 0.515 | 0 | 0
17/04/2021 02:00 | 0 | 0.285 | 0 | 0
17/04/2021 03:00 | 0 | 0.137 | 0 | 0
17/04/2021 04:00 | 0 | 0.292 | 0 | 0
17/04/2021 05:00 | 0 | 0.688 | 0 | 0
17/04/2021 06:00 | 0 | 0.192 | 0 | 0
17/04/2021 07:00 | 0 | 0.297 | 0 | 0
17/04/2021 08:00 | 0 | 0.538 | 0 | 0
17/04/2021 09:00 | 0 | 0.359 | 0 | 0
17/04/2021 10:00 | 0 | 0.274 | 0 | 0
17/04/2021 11:00 | 0 | 0.756 | 0 | 0
17/04/2021 12:00 | 0 | 0.428 | 0 | 0
17/04/2021 13:00 | 0 | 0.26 | 0 | 0
17/04/2021 14:00 | 0 | 1.167 | 0 | 0
17/04/2021 15:00 | 0 | 0.474 | 0 | 0
17/04/2021 16:00 | 0 | 0.314 | 0 | 0
17/04/2021 17:00 | 0 | 0.337 | 0 | 0
17/04/2021 18:00 | 0 | 0.71 | 0 | 0
17/04/2021 19:00 | 0 | 0.632 | 0 | 0
17/04/2021 20:00 | 0 | 0.516 | 0 | 0
17/04/2021 21:00 | 0 | 0.714 | 0 | 0
17/04/2021 22:00 | 0 | 0.321 | 0 | 0
17/04/2021 23:00 | 0 | 0.721 | 0 | 0
18/04/2021 00:00 | 0 | 0.533 | 0 | 0
18/04/2021 01:00 | 0 | 0.305 | 0 | 0
18/04/2021 02:00 | 0 | 0.353 | 0 | 0
18/04/2021 03:00 | 0 | 0.674 | 0 | 0
18/04/2021 04:00 | 0 | 0.305 | 0 | 0
18/04/2021 05:00 | 0 | 0.186 | 0 | 0
18/04/2021 06:00 | 0 | 0.339 | 0 | 0
18/04/2021 07:00 | 0 | 0.544 | 0 | 0
18/04/2021 08:00 | 0 | 0.067 | 0 | 0
18/04/2021 09:00 | 0 | 0.299 | 0 | 0
18/04/2021 10:00 | 0 | 0.762 | 0 | 0
18/04/2021 11:00 | 0 | 0.246 | 0 | 0
18/04/2021 12:00 | 0 | 0.367 | 0 | 0
18/04/2021 13:00 | 0 | 0.722 | 0 | 0
18/04/2021 14:00 | 0 | 0.187 | 0 | 0
18/04/2021 15:00 | 0 | 0.34 | 0 | 0
18/04/2021 16:00 | 0 | 0.574 | 0 | 0
18/04/2021 17:00 | 0 | 0.388 | 0 | 0
18/04/2021 18:00 | 0 | 0.399 | 0 | 0
18/04/2021 19:00 | 0 | 0.351 | 0 | 0
18/04/2021 20:00 | 0 | 0.642 | 0 | 0
18/04/2021 21:00 | 0 | 0.463 | 0 | 0
18/04/2021 22:00 | 0 | 0.487 | 0 | 0
18/04/2021 23:00 | 0 | 0.772 | 0 | 0
19/04/2021 00:00 | 0 | 0.393 | 0 | 0
19/04/2021 01:00 | 0 | 0.42 | 0 | 0
19/04/2021 02:00 | 0 | 0.386 | 0 | 0
19/04/2021 03:00 | 0 | 0.33 | 0 | 0
19/04/2021 04:00 | 0 | 0.191 | 0 | 0
19/04/2021 05:00 | 0 | 0.654 | 0 | 0
19/04/2021 06:00 | 0 | 0.33 | 0 | 0
19/04/2021 07:00 | 0 | 0.097 | 0 | 0
19/04/2021 08:00 | 0 | 0.13 | 0 | 0
19/04/2021 09:00 | 0 | 0.51 | 0 | 0
19/04/2021 10:00 | 0 | 0.442 | 0 | 0
19/04/2021 11:00 | 0 | 0.775 | 0 | 0
19/04/2021 12:00 | 0 | 4.158 | 0 | 0
19/04/2021 13:00 | 0 | 0.356 | 0 | 0
19/04/2021 14:00 | 0 | 0.978 | 0 | 0
19/04/2021 15:00 | 0 | 0.483 | 0 | 0
19/04/2021 16:00 | 0 | 0.369 | 0 | 0
19/04/2021 17:00 | 0 | 0.762 | 0 | 0
19/04/2021 18:00 | 0 | 0.427 | 0 | 0
19/04/2021 19:00 | 0 | 0.634 | 0 | 0
19/04/2021 20:00 | 0 | 0.524 | 0 | 0
19/04/2021 21:00 | 0 | 0.394 | 0 | 0
19/04/2021 22:00 | 0 | 0.356 | 0 | 0
19/04/2021 23:00 | 0 | 0.749 | 0 | 0
20/04/2021 00:00 | 0 | 0.701 | 0 | 0
20/04/2021 01:00 | 0 | 0.263 | 0 | 0
20/04/2021 02:00 | 0 | 0.25 | 0 | 0
20/04/2021 03:00 | 0 | 0.573 | 0 | 0
20/04/2021 04:00 | 0 | 0.374 | 0 | 0
20/04/2021 05:00 | 0 | 0.309 | 0 | 0
20/04/2021 06:00 | 0 | 0.556 | 0 | 0
20/04/2021 07:00 | 0 | 0.409 | 0 | 0
20/04/2021 08:00 | 0 | 0.253 | 0 | 0
20/04/2021 09:00 | 0 | 0.221 | 0 | 0
20/04/2021 10:00 | 0 | 0.868 | 0 | 0
20/04/2021 11:00 | 0 | 0.364 | 0 | 0
20/04/2021 12:00 | 0 | 0.542 | 0 | 0
20/04/2021 13:00 | 0 | 0.904 | 0 | 0
20/04/2021 14:00 | 0 | 0.511 | 0 | 0
20/04/2021 15:00 | 0 | 0.533 | 0 | 0
20/04/2021 16:00 | 0 | 0.508 | 0 | 0
20/04/2021 17:00 | 0 | 0.416 | 0 | 0
20/04/2021 18:00 | 0 | 0.45 | 0 | 0
20/04/2021 19:00 | 0 | 0.789 | 0 | 0
20/04/2021 20:00 | 0 | 0.5 | 0 | 0
20/04/2021 21:00 | 0 | 0.348 | 0 | 0
20/04/2021 22:00 | 0 | 0.403 | 0 | 0
20/04/2021 23:00 | 0 | 0.196 | 0 | 0
21/04/2021 00:00 | 0 | 0.672 | 0 | 0
21/04/2021 01:00 | 0 | 0.349 | 0 | 0
21/04/2021 02:00 | 0 | 0.332 | 0 | 0
21/04/2021 03:00 | 0 | 0.485 | 0 | 0
21/04/2021 04:00 | 0 | 0.629 | 0 | 0
21/04/2021 05:00 | 0 | 0.231 | 0 | 0
21/04/2021 06:00 | 0 | 0.188 | 0 | 0
21/04/2021 07:00 | 0 | 0.388 | 0 | 0
21/04/2021 08:00 | 0 | 0.618 | 0 | 0
21/04/2021 09:00 | 0 | 0.224 | 0 | 0
21/04/2021 10:00 | 0 | 0.6 | 0 | 0
21/04/2021 11:00 | 0 | 0.382 | 0 | 0
21/04/2021 12:00 | 0 | 0.595 | 0 | 0
21/04/2021 13:00 | 0 | 0.837 | 0 | 0
21/04/2021 14:00 | 0 | 0.251 | 0 | 0
21/04/2021 15:00 | 0 | 0.669 | 0 | 0
21/04/2021 16:00 | 0 | 0.376 | 0 | 0
21/04/2021 17:00 | 0 | 0.614 | 0 | 0
21/04/2021 18:00 | 0 | 0.63 | 0 | 0
21/04/2021 19:00 | 0 | 0.466 | 0 | 0
21/04/2021 20:00 | 0 | 0.256 | 0 | 0
21/04/2021 21:00 | 0 | 0.343 | 0 | 0
21/04/2021 22:00 | 0 | 0.191 | 0 | 0
21/04/2021 23:00 | 0 | 0.718 | 0 | 0
22/04/2021 00:00 | 0 | 0.32 | 0 | 0
22/04/2021 01:00 | 0 | 0.503 | 0 | 0
22/04/2021 02:00 | 0 | 0.351 | 0 | 0
22/04/2021 03:00 | 0 | 0.188 | 0 | 0
22/04/2021 04:00 | 0 | 0.338 | 0 | 0
22/04/2021 05:00 | 0 | 0.676 | 0 | 0
22/04/2021 06:00 | 0 | 0.192 | 0 | 0
22/04/2021 07:00 | 0 | 0.252 | 0 | 0
22/04/2021 08:00 | 0 | 0.632 | 0 | 0
22/04/2021 09:00 | 0 | 0.294 | 0 | 0
22/04/2021 10:00 | 0 | 0.377 | 0 | 0
22/04/2021 11:00 | 0 | 0.834 | 0 | 0
22/04/2021 12:00 | 0 | 0.444 | 0 | 0
22/04/2021 13:00 | 0 | 0.533 | 0 | 0
22/04/2021 14:00 | 0 | 0.498 | 0 | 0
22/04/2021 15:00 | 0 | 0.619 | 0 | 0
22/04/2021 16:00 | 0 | 0.452 | 0 | 0
22/04/2021 17:00 | 0 | 0.372 | 0 | 0
22/04/2021 18:00 | 0 | 0.327 | 0 | 0
22/04/2021 19:00 | 0 | 0.564 | 0 | 0
22/04/2021 20:00 | 0 | 0.276 | 0 | 0
22/04/2021 21:00 | 0 | 0.539 | 0 | 0
22/04/2021 22:00 | 0 | 0.355 | 0 | 0
22/04/2021 23:00 | 0 | 0.336 | 0 | 0
23/04/2021 00:00 | 0 | 0.47 | 0 | 0
23/04/2021 01:00 | 0 | 0.417 | 0 | 0
23/04/2021 02:00 | 0 | 0.344 | 0 | 0
23/04/2021 03:00 | 0 | 0.426 | 0 | 0
23/04/2021 04:00 | 0 | 0.42 | 0 | 0
23/04/2021 05:00 | 0 | 0.344 | 0 | 0
23/04/2021 06:00 | 0 | 0.192 | 0 | 0
23/04/2021 07:00 | 0 | 0.444 | 0 | 0
23/04/2021 08:00 | 0 | 0.396 | 0 | 0
23/04/2021 09:00 | 0 | 0.25 | 0 | 0
23/04/2021 10:00 | 0 | 0.395 | 0 | 0
23/04/2021 11:00 | 0 | 0.7 | 0 | 0
23/04/2021 12:00 | 0 | 0.519 | 0 | 0
23/04/2021 13:00 | 0 | 0.64 | 0 | 0
23/04/2021 14:00 | 0 | 0.797 | 0 | 0
23/04/2021 15:00 | 0 | 0.532 | 0 | 0
23/04/2021 16:00 | 0 | 0.956 | 0 | 0
23/04/2021 17:00 | 0 | 0.788 | 0 | 0
23/04/2021 18:00 | 0 | 0.591 | 0 | 0
23/04/2021 19:00 | 0 | 1.116 | 0 | 0
23/04/2021 20:00 | 0 | 0.781 | 0 | 0
23/04/2021 21:00 | 0 | 0.626 | 0 | 0
23/04/2021 22:00 | 0 | 0.58 | 0 | 0
23/04/2021 23:00 | 0 | 0.581 | 0 | 0
24/04/2021 00:00 | 0 | 0.561 | 0 | 0
24/04/2021 01:00 | 0 | 0.371 | 0 | 0
24/04/2021 02:00 | 0 | 0.439 | 0 | 0
24/04/2021 03:00 | 0 | 0.571 | 0 | 0
24/04/2021 04:00 | 0 | 0.195 | 0 | 0
24/04/2021 05:00 | 0 | 0.558 | 0 | 0
24/04/2021 06:00 | 0 | 0.352 | 0 | 0
24/04/2021 07:00 | 0 | 0.439 | 0 | 0
24/04/2021 08:00 | 0 | 0.432 | 0 | 0
24/04/2021 09:00 | 0 | 0.331 | 0 | 0
24/04/2021 10:00 | 0 | 0.64 | 0 | 0
24/04/2021 11:00 | 0 | 1.133 | 0 | 0
24/04/2021 12:00 | 0 | 0.637 | 0 | 0
24/04/2021 13:00 | 0 | 0.79 | 0 | 0
24/04/2021 14:00 | 0 | 0.675 | 0 | 0
24/04/2021 15:00 | 0 | 0.898 | 0 | 0
24/04/2021 16:00 | 0 | 0.631 | 0 | 0
24/04/2021 17:00 | 0 | 0.838 | 0 | 0
24/04/2021 18:00 | 0 | 0.634 | 0 | 0
24/04/2021 19:00 | 0 | 0.416 | 0 | 0
24/04/2021 20:00 | 0 | 0.381 | 0 | 0
24/04/2021 21:00 | 0 | 0.603 | 0 | 0
24/04/2021 22:00 | 0 | 0.326 | 0 | 0
24/04/2021 23:00 | 0 | 1.077 | 0 | 0
25/04/2021 00:00 | 0 | 0.327 | 0 | 0
25/04/2021 01:00 | 0 | 0.324 | 0 | 0
25/04/2021 02:00 | 0 | 0.435 | 0 | 0
25/04/2021 03:00 | 0 | 0.274 | 0 | 0
25/04/2021 04:00 | 0 | 0.366 | 0 | 0
25/04/2021 05:00 | 0 | 0.289 | 0 | 0
25/04/2021 06:00 | 0 | 0.185 | 0 | 0
25/04/2021 07:00 | 0 | 0.175 | 0 | 0
25/04/2021 08:00 | 0 | 0.864 | 0 | 0
25/04/2021 09:00 | 0 | 0.379 | 0 | 0
25/04/2021 10:00 | 0 | 0.524 | 0 | 0
25/04/2021 11:00 | 0 | 0.764 | 0 | 0
25/04/2021 12:00 | 0 | 2.35 | 0 | 0
25/04/2021 13:00 | 0 | 0.522 | 0 | 0
25/04/2021 14:00 | 0 | 0.514 | 0 | 0
25/04/2021 15:00 | 0 | 0.755 | 0 | 0
25/04/2021 16:00 | 0 | 0.646 | 0 | 0
25/04/2021 17:00 | 0 | 0.749 | 0 | 0
25/04/2021 18:00 | 0 | 0.599 | 0 | 0
25/04/2021 19:00 | 0 | 0.804 | 0 | 0
25/04/2021 20:00 | 0 | 0.845 | 0 | 0
25/04/2021 21:00 | 0 | 0.67 | 0 | 0
25/04/2021 22:00 | 0 | 0.35 | 0 | 0
25/04/2021 23:00 | 0 | 0.613 | 0 | 0
26/04/2021 00:00 | 0 | 0.185 | 0 | 0
26/04/2021 01:00 | 0 | 0.184 | 0 | 0
26/04/2021 02:00 | 0 | 0.413 | 0 | 0
26/04/2021 03:00 | 0 | 0.418 | 0 | 0
26/04/2021 04:00 | 0 | 0.329 | 0 | 0
26/04/2021 05:00 | 0 | 0.424 | 0 | 0
26/04/2021 06:00 | 0 | 0.185 | 0 | 0
26/04/2021 07:00 | 0 | 0.349 | 0 | 0
26/04/2021 08:00 | 0 | 0.562 | 0 | 0
26/04/2021 09:00 | 0 | 0.776 | 0 | 0
26/04/2021 10:00 | 0 | 0.472 | 0 | 0
26/04/2021 11:00 | 0 | 0.3955 | 0 | 0
26/04/2021 12:00 | 0 | 0.888 | 0 | 0
26/04/2021 13:00 | 0 | 0.512 | 0 | 0
26/04/2021 14:00 | 0 | 0.392 | 0 | 0
26/04/2021 15:00 | 0 | 0.306 | 0 | 0
26/04/2021 16:00 | 0 | 0.361 | 0 | 0
26/04/2021 17:00 | 0 | 0.543 | 0 | 0
26/04/2021 18:00 | 0 | 2.548 | 0 | 0
26/04/2021 19:00 | 0 | 0.489 | 0 | 0
26/04/2021 20:00 | 0 | 0.568 | 0 | 0
26/04/2021 21:00 | 0 | 0.79 | 0 | 0
26/04/2021 22:00 | 0 | 0.782 | 0 | 0
26/04/2021 23:00 | 0 | 0.619 | 0 | 0
27/04/2021 00:00 | 0 | 0.256 | 0 | 0
27/04/2021 01:00 | 0 | 0.738 | 0 | 0
27/04/2021 02:00 | 0 | 0.28 | 0 | 0
27/04/2021 03:00 | 0 | 0.28 | 0 | 0
27/04/2021 04:00 | 0 | 0.385 | 0 | 0
27/04/2021 05:00 | 0 | 0.39 | 0 | 0
27/04/2021 06:00 | 0 | 0.304 | 0 | 0
27/04/2021 07:00 | 0 | 0.397 | 0 | 0
27/04/2021 08:00 | 0 | 0.342 | 0 | 0
27/04/2021 09:00 | 0 | 0.188 | 0 | 0
27/04/2021 10:00 | 0 | 0.284 | 0 | 0
27/04/2021 11:00 | 0 | 0.625 | 0 | 0
27/04/2021 12:00 | 0 | 0.757 | 0 | 0
27/04/2021 13:00 | 0 | 0.559 | 0 | 0
27/04/2021 14:00 | 0 | 0.628 | 0 | 0
27/04/2021 15:00 | 0 | 0.555 | 0 | 0
27/04/2021 16:00 | 0 | 0.812 | 0 | 0
27/04/2021 17:00 | 0 | 0.795 | 0 | 0
27/04/2021 18:00 | 0 | 0.439 | 0 | 0
27/04/2021 19:00 | 0 | 0.723 | 0 | 0
27/04/2021 20:00 | 0 | 0.79 | 0 | 0
27/04/2021 21:00 | 0 | 0.642 | 0 | 0
27/04/2021 22:00 | 0 | 0.538 | 0 | 0
27/04/2021 23:00 | 0 | 0.392 | 0 | 0
28/04/2021 00:00 | 0 | 0.691 | 0 | 0
28/04/2021 01:00 | 0 | 0.559 | 0 | 0
28/04/2021 02:00 | 0 | 0.303 | 0 | 0
28/04/2021 03:00 | 0 | 0.391 | 0 | 0
28/04/2021 04:00 | 0 | 0.291 | 0 | 0
28/04/2021 05:00 | 0 | 0.302 | 0 | 0
28/04/2021 06:00 | 0 | 0.17 | 0 | 0
28/04/2021 07:00 | 0 | 0.596 | 0 | 0
28/04/2021 08:00 | 0 | 0.592 | 0 | 0
28/04/2021 09:00 | 0 | 0.197 | 0 | 0
28/04/2021 10:00 | 0 | 0.324 | 0 | 0
28/04/2021 11:00 | 0 | 0.419 | 0 | 0
28/04/2021 12:00 | 0 | 0.55 | 0 | 0
28/04/2021 13:00 | 0 | 0.53 | 0 | 0
28/04/2021 14:00 | 0 | 1.314 | 0 | 0
28/04/2021 15:00 | 0 | 0.391 | 0 | 0
28/04/2021 16:00 | 0 | 0.277 | 0 | 0
28/04/2021 17:00 | 0 | 0.85 | 0 | 0
28/04/2021 18:00 | 0 | 0.427 | 0 | 0
28/04/2021 19:00 | 0 | 0.729 | 0 | 0
28/04/2021 20:00 | 0 | 0.7 | 0 | 0
28/04/2021 21:00 | 0 | 0.462 | 0 | 0
28/04/2021 22:00 | 0 | 1.052 | 0 | 0
28/04/2021 23:00 | 0 | 0.437 | 0 | 0
29/04/2021 00:00 | 0 | 0.541 | 0 | 0
29/04/2021 01:00 | 0 | 0.405 | 0 | 0
29/04/2021 02:00 | 0 | 0.701 | 0 | 0
29/04/2021 03:00 | 0 | 0.393 | 0 | 0
29/04/2021 04:00 | 0 | 0.262 | 0 | 0
29/04/2021 05:00 | 0 | 0.489 | 0 | 0
29/04/2021 06:00 | 0 | 0.302 | 0 | 0
29/04/2021 07:00 | 0 | 0.317 | 0 | 0
29/04/2021 08:00 | 0 | 0.445 | 0 | 0
29/04/2021 09:00 | 0 | 0.836 | 0 | 0
29/04/2021 10:00 | 0 | 0.369 | 0 | 0
29/04/2021 11:00 | 0 | 0.385 | 0 | 0
29/04/2021 12:00 | 0 | 0.49 | 0 | 0
29/04/2021 13:00 | 0 | 0.572 | 0 | 0
29/04/2021 14:00 | 0 | 0.557 | 0 | 0
29/04/2021 15:00 | 0 | 0.539 | 0 | 0
29/04/2021 16:00 | 0 | 0.153 | 0 | 0
29/04/2021 17:00 | 0 | 0.489 | 0 | 0
29/04/2021 18:00 | 0 | 0.57 | 0 | 0
29/04/2021 19:00 | 0 | 0.6545 | 0 | 0
29/04/2021 20:00 | 0 | 0.481 | 0 | 0
29/04/2021 21:00 | 0 | 0.558 | 0 | 0
29/04/2021 22:00 | 0 | 0.307 | 0 | 0
29/04/2021 23:00 | 0 | 0.87 | 0 | 0
30/04/2021 00:00 | 0 | 0.664 | 0 | 0
30/04/2021 01:00 | 0 | 0.581 | 0 | 0
30/04/2021 02:00 | 0 | 0.274 | 0 | 0
30/04/2021 03:00 | 0 | 0.51 | 0 | 0
30/04/2021 04:00 | 0 | 0.647 | 0 | 0
30/04/2021 05:00 | 0 | 0.285 | 0 | 0
30/04/2021 06:00 | 0 | 0.151 | 0 | 0
30/04/2021 07:00 | 0 | 0.559 | 0 | 0
30/04/2021 08:00 | 0 | 0.369 | 0 | 0
30/04/2021 09:00 | 0 | 0.333 | 0 | 0
30/04/2021 10:00 | 0 | 0.498 | 0 | 0
30/04/2021 11:00 | 0 | 0.815 | 0 | 0
30/04/2021 12:00 | 0 | 0.607 | 0 | 0
30/04/2021 13:00 | 0 | 0.326 | 0 | 0
30/04/2021 14:00 | 0 | 0.575 | 0 | 0
30/04/2021 15:00 | 0 | 0.475 | 0 | 0
30/04/2021 16:00 | 0 | 0.329 | 0 | 0
30/04/2021 17:00 | 0 | 0.592 | 0 | 0
30/04/2021 18:00 | 0 | 0.573 | 0 | 0
30/04/2021 19:00 | 0 | 0.357 | 0 | 0
30/04/2021 20:00 | 0 | 0.717 | 0 | 0
30/04/2021 21:00 | 0 | 0.204 | 0 | 0
30/04/2021 22:00 | 0 | 0.621 | 0 | 0
30/04/2021 23:00 | 0 | 0.539 | 0 | 0

## Automatic load specs
Building | Type | Number | Number of users | Min. comfort temperature (°C) | Max. comfort temperature (°C) | Base load | Shared equipment | Electric vehicles | Domestic hot water | IT and office | Light | Thermal comfort
residential1 | residential | 3 | 3 | 23 | 24 | Yes | Yes | Yes | Yes | Yes | Yes | Yes
residential2 | residential | 1 | 5 | 20 | 26 | Yes | Yes | Yes | Yes | Yes | Yes | Yes
faculty | lab | 1 | 450 | 23 | 23 | Yes | Yes | Yes | No | Yes | Yes | Yes
retail | tertiary_retail | 1 | 12 | 22 | 24 | Yes | No | Yes | Yes | Yes | Yes | Yes
food_service | tertiary_food_service | 1 | 70 | 17 | 21 | Yes | Yes | No | Yes | Yes | Yes | Yes

## Load flexibility
Usage | Non movable rate | daily movable rate | yearly movable rate
lighting | 1 | 0 | 0
IT and office equipment | 1 | 0 | 0
shared equipment | 0.5 | 0.5 | 0
electric vehicles | 0 | 1 | 0
domestic hot water | 0 | 1 | 0
heating | 1 | 0 | 0
cooling | 1 | 0 | 0
base | 1 | 0 | 0

## Holidays
holidays dates | vacation start dates | vacation end dates
2025-01-01 | 2025-01-01 | 2025-01-05
2025-04-21 | 2025-02-08 | 2025-02-23
2025-05-01 | 2025-04-05 | 2025-04-21
2025-05-08 | 2025-07-05 | 2025-08-31
2025-05-29 | 2025-10-18 | 2025-11-02
2025-06-09 | 2025-12-20 | 2025-12-31
2025-07-14
2025-08-15
2025-11-01
2025-11-11
2025-12-25

## PV_production_specs
Id | Tilt (°) | Azimuth (°) | Capital unit cost (€) | Operational unit cost (€/yrs) | Lifetime (years) | Capacity | eqCO2 Emissions (gCO2/kWh) | EROI | Module type | Mounting | Module | Inverter | Modules per string | Strings | Surface type | Surface group
S1 | 21 | 0 | 4000 | 700 | 20 | 3 | 43.9 | 13 | glass-glass | close-mount | Trina_Solar_TSM_385DE14H_II_ | Huawei_Technologies_Co___Ltd___SUN2000_3_8KTL_USL0__240V_ | 6 | 1 | grass | 1
S2 | 21 | 0 | 6000 | 900 | 20 | 2 | 43.9 | 13 | glass-glass | close-mount | Trina_Solar_TSM_385DE14H_II_ | Huawei_Technologies_Co___Ltd___SUN2000_10KTL_USL0__240V_ | 8 | 1 | grass | 1
S3 | 21 | 0 | 8000 | 1100 | 20 | 1 | 43.9 | 13 | glass-glass | close-mount | Trina_Solar_TSM_385DE14H_II_ | Huawei_Technologies_Co___Ltd___SUN2000_10KTL_USL0__240V_ | 10 | 1 | grass | 1
S4 | 21 | 0 | 10000 | 1300 | 20 | 1 | 43.9 | 13 | glass-glass | close-mount | Trina_Solar_TSM_385DE14H_II_ | Huawei_Technologies_Co___Ltd___SUN2000_10KTL_USL0__240V_ | 12 | 1 | grass | 1
S5 | 21 | 0 | 12000 | 1500 | 20 | 1 | 43.9 | 13 | glass-glass | close-mount | Trina_Solar_TSM_385DE14H_II_ | Huawei_Technologies_Co___Ltd___SUN2000_10KTL_USL0__240V_ | 14 | 1 | grass | 1
S6 | 21 | 0 | 14000 | 1700 | 20 | 1 | 43.9 | 13 | glass-glass | close-mount | Trina_Solar_TSM_385DE14H_II_ | Huawei_Technologies_Co___Ltd___SUN2000_10KTL_USL0__240V_ | 16 | 1 | grass | 1
S7 | 21 | 0 | 15000 | 1900 | 20 | 1 | 43.9 | 13 | glass-glass | close-mount | Trina_Solar_TSM_385DE14H_II_ | Huawei_Technologies_Co___Ltd___SUN2000_10KTL_USL0__240V_ | 18 | 1 | grass | 1
S8 | 0 | 0 | 2000 | 250 | 20 | 18 | 43.9 | 13 | glass-glass | open-rack | Trina_Solar_TSM_385DE14H_II_ | Huawei_Technologies_Co___Ltd___SUN2000_3_8KTL_USL0__240V_ | 2 | 1 | grass | 2
S9 | 0 | 0 | 3000 | 400 | 20 | 9 | 43.9 | 13 | glass-glass | open-rack | Trina_Solar_TSM_385DE14H_II_ | Huawei_Technologies_Co___Ltd___SUN2000_3_8KTL_USL0__240V_ | 4 | 1 | grass | 2
S10 | 0 | 0 | 4000 | 600 | 20 | 6 | 43.9 | 13 | glass-glass | open-rack | Trina_Solar_TSM_385DE14H_II_ | Huawei_Technologies_Co___Ltd___SUN2000_3_8KTL_USL0__240V_ | 6 | 1 | grass | 2
S11 | 0 | 0 | 6000 | 800 | 20 | 4 | 43.9 | 13 | glass-glass | open-rack | Trina_Solar_TSM_385DE14H_II_ | Huawei_Technologies_Co___Ltd___SUN2000_10KTL_USL0__240V_ | 8 | 1 | grass | 2
S12 | 0 | 0 | 8000 | 1000 | 20 | 3 | 43.9 | 13 | glass-glass | open-rack | Trina_Solar_TSM_385DE14H_II_ | Huawei_Technologies_Co___Ltd___SUN2000_10KTL_USL0__240V_ | 10 | 1 | grass | 2
S13 | 0 | 0 | 10000 | 1200 | 20 | 3 | 43.9 | 13 | glass-glass | open-rack | Trina_Solar_TSM_385DE14H_II_ | Huawei_Technologies_Co___Ltd___SUN2000_10KTL_USL0__240V_ | 12 | 1 | grass | 2
S14 | 0 | 0 | 12000 | 1400 | 20 | 2 | 43.9 | 13 | glass-glass | open-rack | Trina_Solar_TSM_385DE14H_II_ | Huawei_Technologies_Co___Ltd___SUN2000_10KTL_USL0__240V_ | 14 | 1 | grass | 2
S15 | 0 | 0 | 14000 | 1600 | 20 | 2 | 43.9 | 13 | glass-glass | open-rack | Trina_Solar_TSM_385DE14H_II_ | Huawei_Technologies_Co___Ltd___SUN2000_10KTL_USL0__240V_ | 16 | 1 | grass | 2
S16 | 0 | 0 | 15000 | 1800 | 20 | 2 | 43.9 | 13 | glass-glass | open-rack | Trina_Solar_TSM_385DE14H_II_ | Huawei_Technologies_Co___Ltd___SUN2000_10KTL_USL0__240V_ | 18 | 1 | grass | 2
Modules and inverters have to be taken from the SAM database :
Modules : https://github.com/NREL/SAM/blob/develop/deploy/libraries/CEC%20Modules.csv
Inverters :
https://github.com/NREL/SAM/blob/develop/deploy/libraries/CEC%20Inverters.csv

## WT_production_specs
Id | Capital unit cost (€) | Operational unit cost (€/yrs) | Lifetime (years) | Capacity | eqCO2 Emissions (gCO2/kWh) | EROI | Model | Hub height (m) | Surface group
W1 | 5000 | 500 | 20 | 3 | 43.9 | 13 | 1 kW default | 10 | 3
W2 | 20000 | 1500 | 20 | 1 | 43.9 | 13 | 5 kW default | 15 | 4
W3 | 40000 | 2500 | 20 | 1 | 43.9 | 13 | 12 kW default | 20 | 5
Wind turbines model have to be
EITHER :
'1 kW default'
'5 kW default'
'12 kW default'
'60 kW default'
'100 kW default'
OR :
taken from the OEDB database :
https://github.com/wind-python/windpowerlib/blob/master/windpowerlib/oedb/power_curves.csv
OR
https://github.com/wind-python/windpowerlib/blob/master/windpowerlib/oedb/power_coefficient_curves.csv

## forecasts_generation
Sliding window (days) | AR order | AR coefficients | error bias (%) | magnitude of errors (%) | maximum error coefficient (%) | time horizon (min.)
15 | 4 | 0.3 | 0 | 10 | 105 | 60
0.2
0.1
0.05

## Unit_productions
Datetime | S1 | S2 | S3 | S4 | S5 | S6 | S7 | S8 | S9 | S10 | S11 | S12 | S13 | S14 | S15 | S16 | S17 | S18 | S19 | S20 | S21 | S22 | S23
2020-05-01 | 0.00 | 0 | 0 | 0 | 0 | 0 | 0 | 0 | 0 | 0 | 0 | 0 | 0 | 0 | 0 | 0 | 0 | 0 | 0 | 0 | 0 | 0 | 0
2020-05-01 00:01 | 0.00 | 0 | 0 | 0 | 0 | 0 | 0 | 0 | 0 | 0 | 0 | 0 | 0 | 0 | 0 | 0 | 0 | 0 | 0 | 0 | 0 | 0 | 0
2020-05-01 00:02 | 0.00 | 0 | 0 | 0 | 0 | 0 | 0 | 0 | 0 | 0 | 0 | 0 | 0 | 0 | 0 | 0 | 0 | 0 | 0 | 0 | 0 | 0 | 0
2020-05-01 00:03 | 0.00 | 0 | 0 | 0 | 0 | 0 | 0 | 0 | 0 | 0 | 0 | 0 | 0 | 0 | 0 | 0 | 0 | 0 | 0 | 0 | 0 | 0 | 0
2020-05-01 00:04 | 0.00 | 0 | 0 | 0 | 0 | 0 | 0 | 0 | 0 | 0 | 0 | 0 | 0 | 0 | 0 | 0 | 0 | 0 | 0 | 0 | 0 | 0 | 0
2020-05-01 00:05 | 0.00 | 0.23932 | 0.30493 | 0.25172 | 0.30002 | 0.24512 | 0.23574 | 0.34114 | 0.23763 | 0.3029 | 0.27171 | 0.23536 | 0.24203 | 0.24897 | 0.23987 | 0.26893 | 0.52705 | 0.19363 | 0.21947 | 0.21947 | 0.23987 | 0.20213 | 0.20665
2020-05-01 00:06 | 0.00 | 30.0672 | 58.0867 | 38.4529 | 57.5392 | 38.4159 | 21.2971 | 71.3074 | 38.3737 | 57.3609 | 38.5648 | 37.0786 | 38.3985 | 40.173 | 39.4623 | 38.5493 | 39.9109 | 35.8178 | 35.9642 | 35.9642 | 39.4623 | 34.3012 | 36.0068
2020-05-01 00:07 | 0.00 | 102.6789 | 153.272 | 118.3516 | 154.0298 | 118.3305 | 80.9586 | 177.714 | 118.306 | 151.7938 | 118.4132 | 115.2123 | 118.3205 | 115.3743 | 114.0457 | 118.4049 | 118.6023 | 115.7451 | 115.8327 | 115.8327 | 114.0457 | 112.7185 | 107.4156
2020-05-01 00:08 | 0.00 | 185.7782 | 230.1368 | 199.3488 | 232.378 | 199.36 | 163.9618 | 253.2058 | 199.3714 | 228.6027 | 199.3081 | 195.975 | 199.3649 | 189.5588 | 188.3295 | 199.3144 | 197.194 | 197.0962 | 197.0628 | 197.0628 | 188.3295 | 195.2151 | 182.1359
2020-05-01 00:09 | 0.00 | 252.7535 | 284.8083 | 262.801 | 287.4746 | 262.8494 | 234.0632 | 301.8949 | 262.9022 | 283.5297 | 262.6425 | 260.001 | 262.8715 | 249.4516 | 248.5511 | 262.6656 | 259.7901 | 258.4554 | 258.2878 | 258.2878 | 248.5511 | 258.8031 | 243.956
2020-05-01 00:10 | 0.00 | 299.2724 | 319.2419 | 306.4661 | 321.3622 | 306.5467 | 283.5067 | 328.3733 | 306.6353 | 318.3696 | 306.2055 | 304.6062 | 306.5836 | 292.6438 | 292.1162 | 306.2432 | 303.9506 | 297.722 | 297.4476 | 297.4476 | 292.1162 | 300.7851 | 289.3377
2020-05-01 00:11 | 0.00 | 326.5303 | 335.8608 | 331.8191 | 336.5865 | 331.9209 | 312.9438 | 335.8505 | 332.0331 | 335.4933 | 331.4913 | 331.1118 | 331.9676 | 320.1163 | 319.9518 | 331.5386 | 329.8154 | 316.7197 | 316.3876 | 316.3876 | 319.9518 | 322.8101 | 318.9431
2020-05-01 00:12 | 0.00 | 333.3367 | 333.5953 | 337.6527 | 332.1313 | 337.7597 | 321.1473 | 323.3886 | 337.8775 | 333.8153 | 337.3087 | 338.2564 | 337.8087 | 330.3062 | 330.4787 | 337.3583 | 335.7901 | 314.2623 | 313.9379 | 313.9379 | 330.4787 | 323.7152 | 331.1216
2020-05-01 00:13 | 0.00 | 316.37 | 309.2286 | 320.5371 | 304.8319 | 320.6293 | 305.0511 | 288.0848 | 320.7307 | 310.1044 | 320.24 | 322.564 | 320.6715 | 319.7272 | 320.1951 | 320.2829 | 318.2844 | 287.4792 | 287.2342 | 287.2342 | 320.1951 | 300.4319 | 322.3042
2020-05-01 00:14 | 0.00 | 282.4014 | 269.5996 | 287.4059 | 261.4167 | 287.4718 | 271.0361 | 236.3745 | 287.544 | 271.2104 | 287.1919 | 291.0057 | 287.5019 | 295.0917 | 295.8205 | 287.2229 | 284.6158 | 242.4482 | 242.3194 | 242.3194 | 295.8205 | 259.3769 | 299.2312
2020-05-01 00:15 | 0.00 | 226.9393 | 210.8347 | 233.6798 | 198.2409 | 233.7097 | 214.9002 | 165.7043 | 233.7419 | 213.204 | 233.5797 | 238.8999 | 233.7232 | 251.5843 | 252.5145 | 233.5945 | 230.7116 | 176.0029 | 176.0073 | 176.0073 | 252.5145 | 196.7871 | 256.9418
2020-05-01 00:16 | 0.00 | 154.0544 | 138.1477 | 163.1092 | 121.6547 | 163.1038 | 141.1352 | 86.183 | 163.0968 | 141.1098 | 163.121 | 169.7022 | 163.101 | 191.4875 | 192.5246 | 163.1198 | 162.1656 | 96.3891 | 96.4964 | 96.4964 | 192.5246 | 118.8904 | 197.5067
2020-05-01 00:17 | 0.00 | 74.4153 | 63.6621 | 84.7352 | 47.9125 | 84.7055 | 62.4649 | 26.0255 | 84.6714 | 66.4972 | 84.8241 | 91.5614 | 84.6914 | 119.5044 | 120.4816 | 84.8119 | 85.6408 | 29.4847 | 29.6341 | 29.6341 | 120.4816 | 43.7102 | 125.2048
2020-05-01 00:18 | 0.00 | 14.166 | 12.1332 | 18.3975 | 9.0389 | 18.3653 | 10.8058 | 8.5149 | 18.3287 | 12.9789 | 18.495 | 21.168 | 18.3502 | 35.7085 | 36.1207 | 18.4815 | 19.9343 | 8.2637 | 8.3922 | 8.3922 | 36.1207 | 8.4561 | 38.1476
2020-05-01 00:19 | 0.00 | 0 | 0 | 0 | 0 | 0 | 0 | 0 | 0 | 0 | 0 | 0 | 0 | 0 | 0 | 0 | 0 | 0 | 0 | 0 | 0 | 0 | 0
2020-05-01 00:20 | 0.00 | 0 | 0 | 0 | 0 | 0 | 0 | 0 | 0 | 0 | 0 | 0 | 0 | 0 | 0 | 0 | 0 | 0 | 0 | 0 | 0 | 0 | 0
2020-05-01 00:21 | 0.00 | 0 | 0 | 0 | 0 | 0 | 0 | 0 | 0 | 0 | 0 | 0 | 0 | 0 | 0 | 0 | 0 | 0 | 0 | 0 | 0 | 0 | 0
2020-05-01 00:22 | 0.00 | 0 | 0 | 0 | 0 | 0 | 0 | 0 | 0 | 0 | 0 | 0 | 0 | 0 | 0 | 0 | 0 | 0 | 0 | 0 | 0 | 0 | 0
2020-05-01 00:23 | 0.00 | 0 | 0 | 0 | 0 | 0 | 0 | 0 | 0 | 0 | 0 | 0 | 0 | 0 | 0 | 0 | 0 | 0 | 0 | 0 | 0 | 0 | 0
2020-05-01 00:24 | 0.00 | 0 | 0 | 0 | 0 | 0 | 0 | 0 | 0 | 0 | 0 | 0 | 0 | 0 | 0 | 0 | 0 | 0 | 0 | 0 | 0 | 0 | 0
2020-05-01 00:25 | 0.00 | 0 | 0 | 0 | 0 | 0 | 0 | 0 | 0 | 0 | 0 | 0 | 0 | 0 | 0 | 0 | 0 | 0 | 0 | 0 | 0 | 0 | 0
2020-05-01 00:26 | 0.00 | 0 | 0 | 0 | 0 | 0 | 0 | 0 | 0 | 0 | 0 | 0 | 0 | 0 | 0 | 0 | 0 | 0 | 0 | 0 | 0 | 0 | 0
2020-05-01 00:27 | 0.00 | 0 | 0 | 0 | 0 | 0 | 0 | 0 | 0 | 0 | 0 | 0 | 0 | 0 | 0 | 0 | 0 | 0 | 0 | 0 | 0 | 0 | 0
2020-05-01 00:28 | 0.00 | 0 | 0 | 0 | 0 | 0 | 0 | 0 | 0 | 0 | 0 | 0 | 0 | 0 | 0 | 0 | 0 | 0 | 0 | 0 | 0 | 0 | 0
2020-05-01 00:29 | 0.00 | 0.36105 | 0.50144 | 0.3864 | 0.49127 | 0.3798 | 0.35555 | 0.58306 | 0.37231 | 0.4972 | 0.40639 | 0.3678 | 0.37671 | 0.39488 | 0.38393 | 0.40361 | 0.66159 | 0.31828 | 0.3441 | 0.3441 | 0.38393 | 0.3255 | 0.34211
2020-05-01 00:30 | 0.00 | 29.3609 | 63.7081 | 39.5166 | 62.9995 | 39.4797 | 19.1942 | 80.0505 | 39.4377 | 62.8178 | 39.6282 | 37.8676 | 39.4623 | 41.8764 | 41.0151 | 39.6127 | 40.9668 | 36.5556 | 36.7017 | 36.7017 | 41.0151 | 34.6035 | 36.8208
2020-05-01 00:31 | 0.00 | 102.3945 | 154.1945 | 118.4169 | 154.9973 | 118.3958 | 80.2172 | 179.2459 | 118.3714 | 152.6793 | 118.4785 | 115.1914 | 118.3858 | 115.3669 | 114.0048 | 118.4701 | 118.666 | 115.9617 | 116.0491 | 116.0491 | 114.0048 | 112.7836 | 107.2057
2020-05-01 00:32 | 0.00 | 183.4207 | 227.0793 | 196.7648 | 229.3108 | 196.7746 | 161.9321 | 249.7676 | 196.7844 | 225.5692 | 196.7286 | 193.4227 | 196.7788 | 187.0744 | 185.8575 | 196.7342 | 194.688 | 194.7571 | 194.7285 | 194.7285 | 185.8575 | 192.8278 | 179.7268
2020-05-01 00:33 | 0.00 | 245.6301 | 274.9854 | 254.848 | 277.4961 | 254.8926 | 228.3015 | 290.6314 | 254.9413 | 273.805 | 254.7011 | 252.2497 | 254.913 | 242.1983 | 241.3676 | 254.7226 | 252.1357 | 250.7504 | 250.5961 | 250.5961 | 241.3676 | 251.1532 | 237.1281
2020-05-01 00:34 | 0.00 | 305.7694 | 325.6918 | 312.9191 | 327.8633 | 313.0052 | 290.0049 | 334.8949 | 313.0999 | 324.8138 | 312.6411 | 311.0504 | 313.0447 | 298.9283 | 298.4031 | 312.6813 | 310.5423 | 304.3618 | 304.0667 | 304.0667 | 298.4031 | 307.3851 | 295.6262
2020-05-01 00:35 | 0.00 | 330.3089 | 339.6475 | 335.5567 | 340.4383 | 335.6618 | 316.7387 | 339.7859 | 335.7776 | 339.2698 | 335.2184 | 334.8309 | 335.71 | 323.6794 | 323.5147 | 335.2672 | 333.6448 | 320.6646 | 320.32 | 320.32 | 323.5147 | 326.7041 | 322.4994
2020-05-01 00:36 | 0.00 | 334.6198 | 334.7948 | 338.8382 | 333.4018 | 338.9462 | 322.5839 | 324.7534 | 339.0653 | 335.0062 | 338.4906 | 339.423 | 338.9958 | 331.3932 | 331.5657 | 338.5407 | 337.0103 | 315.81 | 315.4807 | 315.4807 | 331.5657 | 325.1522 | 332.2077
2020-05-01 00:37 | 0.00 | 280.1996 | 275.1115 | 283.4421 | 272.0289 | 283.5104 | 271.1291 | 259.5577 | 283.5854 | 275.7282 | 283.2203 | 284.8639 | 283.5417 | 281.7379 | 282.0725 | 283.2524 | 281.2594 | 258.2966 | 258.1147 | 258.1147 | 282.0725 | 268.2035 | 283.5756
2020-05-01 00:38 | 0.00 | 285.3266 | 272.3363 | 290.3089 | 264.1573 | 290.3773 | 273.9385 | 239.0086 | 290.4524 | 273.9523 | 290.0869 | 293.9282 | 290.4086 | 297.9153 | 298.6529 | 290.1191 | 287.5862 | 245.2449 | 245.1091 | 245.1091 | 298.6529 | 262.2176 | 302.1031
2020-05-01 00:39 | 0.00 | 234.7114 | 217.6155 | 241.7257 | 204.4497 | 241.7605 | 222.1441 | 170.3698 | 241.7982 | 220.1014 | 241.6101 | 247.2242 | 241.7763 | 260.4919 | 261.4804 | 241.6271 | 238.6968 | 181.3727 | 181.3679 | 181.3679 | 261.4804 | 203.1024 | 266.1826
2020-05-01 00:40 | 0.00 | 160.6851 | 143.3844 | 170.3426 | 125.7021 | 170.3403 | 146.9223 | 87.6483 | 170.3367 | 146.569 | 170.3447 | 177.4525 | 170.339 | 200.9095 | 202.0376 | 170.3449 | 169.164 | 98.872 | 98.9767 | 98.9767 | 202.0376 | 122.9537 | 207.4532
2020-05-01 00:41 | 0.00 | 77.2403 | 65.06 | 88.7405 | 47.4947 | 88.7117 | 64.0051 | 23.3334 | 88.6787 | 68.2342 | 88.8265 | 96.4208 | 88.6981 | 127.9016 | 129.0112 | 88.8147 | 89.5771 | 27.3261 | 27.4759 | 27.4759 | 129.0112 | 43.0098 | 134.3681
2020-05-01 00:42 | 0.00 | 14.0743 | 11.5024 | 19.2009 | 7.6456 | 19.1688 | 9.9662 | 7.0249 | 19.1323 | 12.5402 | 19.2982 | 22.5906 | 19.1538 | 40.3511 | 40.8588 | 19.2847 | 20.7335 | 6.8065 | 6.9352 | 6.9352 | 40.8588 | 7.0049 | 43.3536
2020-05-01 00:43 | 0.00 | 0 | 0 | 0 | 0 | 0 | 0 | 0 | 0 | 0 | 0 | 0 | 0 | 0 | 0 | 0 | 0 | 0 | 0 | 0 | 0 | 0 | 0
2020-05-01 00:44 | 0.00 | 0 | 0 | 0 | 0 | 0 | 0 | 0 | 0 | 0 | 0 | 0 | 0 | 0 | 0 | 0 | 0 | 0 | 0 | 0 | 0 | 0 | 0
2020-05-01 00:45 | 0.00 | 0 | 0 | 0 | 0 | 0 | 0 | 0 | 0 | 0 | 0 | 0 | 0 | 0 | 0 | 0 | 0 | 0 | 0 | 0 | 0 | 0 | 0
2020-05-01 00:46 | 0.00 | 0 | 0 | 0 | 0 | 0 | 0 | 0 | 0 | 0 | 0 | 0 | 0 | 0 | 0 | 0 | 0 | 0 | 0 | 0 | 0 | 0 | 0
2020-05-01 00:47 | 0.00 | 0 | 0 | 0 | 0 | 0 | 0 | 0 | 0 | 0 | 0 | 0 | 0 | 0 | 0 | 0 | 0 | 0 | 0 | 0 | 0 | 0 | 0
2020-05-01 00:48 | 0.00 | 0 | 0 | 0 | 0 | 0 | 0 | 0 | 0 | 0 | 0 | 0 | 0 | 0 | 0 | 0 | 0 | 0 | 0 | 0 | 0 | 0 | 0
2020-05-01 00:49 | 0.00 | 0 | 0 | 0 | 0 | 0 | 0 | 0 | 0 | 0 | 0 | 0 | 0 | 0 | 0 | 0 | 0 | 0 | 0 | 0 | 0 | 0 | 0
2020-05-01 00:50 | 0.00 | 0 | 0 | 0 | 0 | 0 | 0 | 0 | 0 | 0 | 0 | 0 | 0 | 0 | 0 | 0 | 0 | 0 | 0 | 0 | 0 | 0 | 0
2020-05-01 00:51 | 0.00 | 0 | 0 | 0 | 0 | 0 | 0 | 0 | 0 | 0 | 0 | 0 | 0 | 0 | 0 | 0 | 0 | 0 | 0 | 0 | 0 | 0 | 0
2020-05-01 00:52 | 0.00 | 0 | 0 | 0 | 0 | 0 | 0 | 0 | 0 | 0 | 0 | 0 | 0 | 0 | 0 | 0 | 0 | 0 | 0 | 0 | 0 | 0 | 0
2020-05-01 00:53 | 0.00 | 0.28766 | 0.44679 | 0.31458 | 0.43524 | 0.30799 | 0.28327 | 0.5427 | 0.3005 | 0.44192 | 0.33458 | 0.29547 | 0.3049 | 0.32736 | 0.31593 | 0.3318 | 0.58985 | 0.24709 | 0.27292 | 0.27292 | 0.31593 | 0.25294 | 0.27194
2020-05-01 00:54 | 0.00 | 29.026 | 56.4521 | 37.1879 | 55.9511 | 37.1507 | 20.5293 | 69.5181 | 37.1085 | 55.7348 | 37.3002 | 35.8302 | 37.1333 | 38.8077 | 38.1102 | 37.2846 | 38.6557 | 34.7423 | 34.889 | 34.889 | 38.1102 | 33.2169 | 34.7234
2020-05-01 00:55 | 0.00 | 103.5446 | 155.7034 | 119.6062 | 156.5821 | 119.5856 | 81.2916 | 181.1743 | 119.5618 | 154.1631 | 119.666 | 116.335 | 119.5759 | 116.3315 | 114.9586 | 119.658 | 119.8142 | 117.325 | 117.4101 | 117.4101 | 114.9586 | 114.0849 | 108.1072
2020-05-01 00:56 | 0.00 | 188.2982 | 234.2355 | 202.2577 | 236.6457 | 202.2703 | 165.867 | 258.3685 | 202.2834 | 232.6333 | 202.2124 | 198.7302 | 202.2759 | 191.9827 | 190.7055 | 202.2194 | 200.0179 | 200.4045 | 200.3649 | 200.3649 | 190.7055 | 198.2996 | 184.2698
2020-05-01 00:57 | 0.00 | 241.467 | 271.4431 | 250.8059 | 274.0288 | 250.8472 | 224.0349 | 287.6157 | 250.8921 | 270.2319 | 250.6699 | 248.145 | 250.866 | 238.0473 | 237.198 | 250.6898 | 247.8595 | 246.9084 | 246.766 | 246.766 | 237.198 | 247.199 | 232.8743
2020-05-01 00:58 | 0.00 | 311.5328 | 332.3287 | 318.9223 | 334.6614 | 319.0132 | 295.2335 | 342.1398 | 319.1131 | 331.4014 | 318.6292 | 316.9511 | 319.0548 | 304.2528 | 303.7035 | 318.6716 | 316.6434 | 310.3432 | 310.0305 | 310.0305 | 303.7035 | 313.3797 | 300.7995
2020-05-01 00:59 | 0.00 | 336.7909 | 346.4301 | 342.1765 | 347.3169 | 342.2876 | 322.7849 | 346.6895 | 342.4101 | 346.0292 | 341.8192 | 341.4054 | 342.3386 | 329.6858 | 329.5156 | 341.8707 | 340.4403 | 326.939 | 326.574 | 326.574 | 329.5156 | 333.1479 | 328.4632
2020-05-01 01:00 | 0.00 | 344.6534 | 344.8426 | 349.0133 | 343.469 | 349.1306 | 332.1094 | 334.5353 | 349.26 | 345.0508 | 348.6363 | 349.6031 | 349.1845 | 341.0176 | 341.1986 | 348.6907 | 347.4597 | 325.214 | 324.8546 | 324.8546 | 341.1986 | 334.9014 | 341.8664
2020-05-01 01:01 | 0.00 | 325.5524 | 317.9525 | 329.757 | 313.5217 | 329.8571 | 313.8912 | 296.212 | 329.9673 | 318.8467 | 329.4348 | 331.8352 | 329.903 | 328.5419 | 329.032 | 329.4813 | 327.7101 | 295.8078 | 295.5387 | 295.5387 | 329.032 | 309.1577 | 331.2371
2020-05-01 01:02 | 0.00 | 291.9956 | 278.3274 | 297.0982 | 269.9016 | 297.1715 | 280.2162 | 243.8054 | 297.2519 | 280.0008 | 296.8608 | 300.855 | 297.205 | 304.8263 | 305.5985 | 296.8952 | 294.4384 | 250.4522 | 250.3041 | 250.3041 | 305.5985 | 268.036 | 309.2098
2020-05-01 01:03 | 0.00 | 237.5732 | 220.0989 | 244.5906 | 206.8447 | 244.6272 | 224.9301 | 172.377 | 244.6669 | 222.6096 | 244.4694 | 250.1492 | 244.6438 | 263.4331 | 264.4383 | 244.4872 | 241.5396 | 183.7073 | 183.6983 | 183.6983 | 264.4383 | 205.6442 | 269.2199
2020-05-01 01:04 | 0.00 | 164.805 | 146.7893 | 174.6304 | 128.663 | 174.63 | 150.7592 | 89.4357 | 174.6286 | 150.0616 | 174.6261 | 181.9336 | 174.6296 | 205.8939 | 207.0592 | 174.6272 | 173.3006 | 101.2816 | 101.3839 | 101.3839 | 207.0592 | 126.0475 | 212.6512
2020-05-01 01:05 | 0.00 | 73.4276 | 63.3893 | 82.6277 | 49.2771 | 82.5977 | 62.6737 | 29.2962 | 82.5634 | 65.9415 | 82.7173 | 88.7753 | 82.5836 | 113.7712 | 114.6611 | 82.705 | 83.5506 | 32.647 | 32.7954 | 32.7954 | 114.6611 | 45.6509 | 118.9711
2020-05-01 01:06 | 0.00 | 15.0031 | 12.8491 | 19.0609 | 9.5649 | 19.0288 | 11.5972 | 8.9199 | 18.9923 | 13.6862 | 19.1582 | 21.714 | 19.0137 | 35.4132 | 35.801 | 19.1447 | 20.5772 | 8.6601 | 8.7886 | 8.7886 | 35.801 | 8.9102 | 37.7217
2020-05-01 01:07 | 0.00 | 0 | 0 | 0 | 0 | 0 | 0 | 0 | 0 | 0 | 0 | 0 | 0 | 0 | 0 | 0 | 0 | 0 | 0 | 0 | 0 | 0 | 0
2020-05-01 01:08 | 0.00 | 0 | 0 | 0 | 0 | 0 | 0 | 0 | 0 | 0 | 0 | 0 | 0 | 0 | 0 | 0 | 0 | 0 | 0 | 0 | 0 | 0 | 0
2020-05-01 01:09 | 0.00 | 0 | 0 | 0 | 0 | 0 | 0 | 0 | 0 | 0 | 0 | 0 | 0 | 0 | 0 | 0 | 0 | 0 | 0 | 0 | 0 | 0 | 0
2020-05-01 01:10 | 0.00 | 0 | 0 | 0 | 0 | 0 | 0 | 0 | 0 | 0 | 0 | 0 | 0 | 0 | 0 | 0 | 0 | 0 | 0 | 0 | 0 | 0 | 0
2020-05-01 01:11 | 0.00 | 0 | 0 | 0 | 0 | 0 | 0 | 0 | 0 | 0 | 0 | 0 | 0 | 0 | 0 | 0 | 0 | 0 | 0 | 0 | 0 | 0 | 0
2020-05-01 01:12 | 0.00 | 0 | 0 | 0 | 0 | 0 | 0 | 0 | 0 | 0 | 0 | 0 | 0 | 0 | 0 | 0 | 0 | 0 | 0 | 0 | 0 | 0 | 0
2020-05-01 01:13 | 0.00 | 0 | 0 | 0 | 0 | 0 | 0 | 0 | 0 | 0 | 0 | 0 | 0 | 0 | 0 | 0 | 0 | 0 | 0 | 0 | 0 | 0 | 0
2020-05-01 01:14 | 0.00 | 0 | 0 | 0 | 0 | 0 | 0 | 0 | 0 | 0 | 0 | 0 | 0 | 0 | 0 | 0 | 0 | 0 | 0 | 0 | 0 | 0 | 0
2020-05-01 01:15 | 0.00 | 0 | 0 | 0 | 0 | 0 | 0 | 0 | 0 | 0 | 0 | 0 | 0 | 0 | 0 | 0 | 0 | 0 | 0 | 0 | 0 | 0 | 0
2020-05-01 01:16 | 0.00 | 0 | 0 | 0 | 0 | 0 | 0 | 0 | 0 | 0 | 0 | 0 | 0 | 0 | 0 | 0 | 0 | 0 | 0 | 0 | 0 | 0 | 0
2020-05-01 01:17 | 0.00 | 0.27359 | 0.47768 | 0.30641 | 0.46293 | 0.29981 | 0.26948 | 0.60424 | 0.29232 | 0.47137 | 0.3264 | 0.28598 | 0.29672 | 0.32718 | 0.31462 | 0.32362 | 0.58168 | 0.23591 | 0.26174 | 0.26174 | 0.31462 | 0.24002 | 0.26546
2020-05-01 01:18 | 0.00 | 28.4742 | 57.2305 | 36.957 | 56.6928 | 36.9198 | 19.8785 | 71.0431 | 36.8775 | 56.4752 | 37.0695 | 35.544 | 36.9023 | 38.7314 | 38.0023 | 37.0539 | 38.4292 | 34.4907 | 34.6376 | 34.6376 | 38.0023 | 32.8627 | 34.4638
2020-05-01 01:19 | 0.00 | 99.0533 | 146.6418 | 113.6838 | 147.4662 | 113.6613 | 78.7907 | 169.9667 | 113.6353 | 145.2304 | 113.7497 | 110.6854 | 113.6506 | 110.6019 | 109.3456 | 113.7408 | 114.0393 | 111.5727 | 111.665 | 111.665 | 109.3456 | 108.6361 | 103.0857
2020-05-01 01:20 | 0.00 | 181.4989 | 224.5856 | 194.5576 | 226.9088 | 194.5664 | 160.4624 | 247.3526 | 194.5751 | 223.0716 | 194.5245 | 191.219 | 194.5701 | 184.6927 | 183.4892 | 194.5297 | 192.5593 | 192.8745 | 192.8491 | 192.8491 | 183.4892 | 190.9027 | 177.4329
2020-05-01 01:21 | 0.00 | 252.5049 | 284.6912 | 262.4529 | 287.5426 | 262.5011 | 233.9064 | 302.2635 | 262.5537 | 283.38 | 262.2949 | 259.5725 | 262.5231 | 248.6372 | 247.7236 | 262.318 | 259.445 | 258.7195 | 258.551 | 258.551 | 247.7236 | 258.8845 | 243.0657
2020-05-01 01:22 | 0.00 | 298.768 | 318.6533 | 305.7912 | 320.9548 | 305.8713 | 283.2032 | 328.1785 | 305.9593 | 317.7553 | 305.5323 | 303.8643 | 305.908 | 291.5455 | 291.0099 | 305.5698 | 303.2644 | 297.7168 | 297.4423 | 297.4423 | 291.0099 | 300.5872 | 288.1945
2020-05-01 01:23 | 0.00 | 325.1818 | 334.2589 | 330.2116 | 335.1729 | 330.312 | 311.9879 | 334.6526 | 330.4226 | 333.8692 | 329.8881 | 329.4452 | 330.3581 | 318.1915 | 318.0226 | 329.9348 | 328.1737 | 316.0082 | 315.6782 | 315.6782 | 318.0226 | 321.8228 | 316.997
2020-05-01 01:24 | 0.00 | 341.1995 | 341.2638 | 345.2959 | 340.0197 | 345.4108 | 329.2461 | 331.4778 | 345.5375 | 341.4555 | 344.9266 | 345.8452 | 345.4635 | 337.4386 | 337.6143 | 344.9798 | 343.7295 | 322.693 | 322.3385 | 322.3385 | 337.6143 | 331.9414 | 338.2617
2020-05-01 01:25 | 0.00 | 346.0167 | 338.0197 | 350.2763 | 333.4882 | 350.3949 | 334.0435 | 315.515 | 350.5257 | 338.9406 | 349.8953 | 352.4392 | 350.4494 | 348.8966 | 349.4203 | 349.9502 | 348.768 | 315.3667 | 315.0385 | 315.0385 | 349.4203 | 329.1832 | 351.7572
2020-05-01 01:26 | 0.00 | 312.4421 | 298.2405 | 317.6162 | 289.5987 | 317.7069 | 300.3655 | 262.5331 | 317.8066 | 299.9612 | 317.3238 | 321.4893 | 317.7484 | 325.3773 | 326.1869 | 317.366 | 315.3907 | 269.6669 | 269.468 | 269.468 | 326.1869 | 287.8546 | 329.948
2020-05-01 01:27 | 0.00 | 223.2398 | 208.9502 | 228.8753 | 198.475 | 228.9059 | 212.6744 | 170.5426 | 228.939 | 210.9495 | 228.773 | 233.2994 | 228.9198 | 243.1218 | 243.9333 | 228.7881 | 226.7486 | 179.4655 | 179.4569 | 179.4569 | 243.9333 | 197.3779 | 247.7936
2020-05-01 01:28 | 0.00 | 136.61 | 126.3209 | 142.0956 | 116.4668 | 142.084 | 128.2201 | 94.2239 | 142.0702 | 128.1146 | 142.1269 | 146.0729 | 142.0784 | 158.3055 | 158.9449 | 142.1229 | 141.6198 | 100.4771 | 100.5803 | 100.5803 | 158.9449 | 114.7086 | 162.0351
2020-05-01 01:29 | 0.00 | 54.6997 | 52.4524 | 56.709 | 49.5154 | 56.6741 | 51.8445 | 44.2803 | 56.6344 | 52.978 | 56.8142 | 57.8808 | 56.6578 | 62.1676 | 62.319 | 56.7996 | 58.0053 | 44.5624 | 44.7064 | 44.7064 | 62.319 | 48.1991 | 63.1004
2020-05-01 01:30 | 0.00 | 10.9109 | 10.7977 | 11.1658 | 10.661 | 11.1331 | 10.5824 | 10.5093 | 11.096 | 10.835 | 11.2647 | 11.2387 | 11.1178 | 11.9558 | 11.9398 | 11.251 | 12.767 | 10.1748 | 10.3029 | 10.3029 | 11.9398 | 10.352 | 11.924
2020-05-01 01:31 | 0.00 | 0 | 0 | 0 | 0 | 0 | 0 | 0 | 0 | 0 | 0 | 0 | 0 | 0 | 0 | 0 | 0 | 0 | 0 | 0 | 0 | 0 | 0
2020-05-01 01:32 | 0.00 | 0 | 0 | 0 | 0 | 0 | 0 | 0 | 0 | 0 | 0 | 0 | 0 | 0 | 0 | 0 | 0 | 0 | 0 | 0 | 0 | 0 | 0
2020-05-01 01:33 | 0.00 | 0 | 0 | 0 | 0 | 0 | 0 | 0 | 0 | 0 | 0 | 0 | 0 | 0 | 0 | 0 | 0 | 0 | 0 | 0 | 0 | 0 | 0
2020-05-01 01:34 | 0.00 | 0 | 0 | 0 | 0 | 0 | 0 | 0 | 0 | 0 | 0 | 0 | 0 | 0 | 0 | 0 | 0 | 0 | 0 | 0 | 0 | 0 | 0
2020-05-01 01:35 | 0.00 | 0 | 0 | 0 | 0 | 0 | 0 | 0 | 0 | 0 | 0 | 0 | 0 | 0 | 0 | 0 | 0 | 0 | 0 | 0 | 0 | 0 | 0
2020-05-01 01:36 | 0.00 | 0 | 0 | 0 | 0 | 0 | 0 | 0 | 0 | 0 | 0 | 0 | 0 | 0 | 0 | 0 | 0 | 0 | 0 | 0 | 0 | 0 | 0
2020-05-01 01:37 | 0.00 | 0 | 0 | 0 | 0 | 0 | 0 | 0 | 0 | 0 | 0 | 0 | 0 | 0 | 0 | 0 | 0 | 0 | 0 | 0 | 0 | 0 | 0
2020-05-01 01:38 | 0.00 | 0 | 0 | 0 | 0 | 0 | 0 | 0 | 0 | 0 | 0 | 0 | 0 | 0 | 0 | 0 | 0 | 0 | 0 | 0 | 0 | 0 | 0
2020-05-01 01:39 | 0.00 | 0 | 0 | 0 | 0 | 0 | 0 | 0 | 0 | 0 | 0 | 0 | 0 | 0 | 0 | 0 | 0 | 0 | 0 | 0 | 0 | 0 | 0
2020-05-01 01:40 | 0.00 | 0 | 0 | 0 | 0 | 0 | 0 | 0 | 0 | 0 | 0 | 0 | 0 | 0 | 0 | 0 | 0 | 0 | 0 | 0 | 0 | 0 | 0
2020-05-01 01:41 | 0.00 | 0 | 0.040051 | 0 | 0.035944 | 0 | 0 | 0.074017 | 0 | 0.038267 | 0.014267 | 0 | 0 | 0 | 0 | 0.011489 | 0.2698 | 0 | 0 | 0 | 0 | 0 | 0
2020-05-01 01:42 | 0.00 | 18.2556 | 27.4711 | 21.0772 | 27.3828 | 21.0387 | 14.9192 | 31.8061 | 20.995 | 27.2231 | 21.1936 | 20.5314 | 21.0207 | 21.226 | 20.9598 | 21.1774 | 22.6434 | 19.981 | 20.132 | 20.132 | 20.9598 | 19.5558 | 19.7044
2020-05-01 01:43 | 0.00 | 68.5135 | 81.3164 | 72.6485 | 81.4803 | 72.6159 | 62.491 | 87.1633 | 72.5787 | 80.9405 | 72.7464 | 71.8036 | 72.6006 | 71.2766 | 70.9143 | 72.7329 | 73.77 | 70.5633 | 70.6931 | 70.6931 | 70.9143 | 70.3455 | 69.159
2020-05-01 01:44 | 0.00 | 157.033 | 183.6288 | 165.2217 | 185.1886 | 165.2198 | 143.3579 | 197.5399 | 165.2167 | 182.6719 | 165.2224 | 163.0883 | 165.2186 | 157.9949 | 157.2385 | 165.2228 | 164.2563 | 163.1162 | 163.1313 | 163.1313 | 157.2385 | 162.3963 | 153.4477
2020-05-01 01:45 | 0.00 | 179.3277 | 192.3452 | 183.6823 | 193.5585 | 183.6865 | 170.5929 | 198.8463 | 183.6902 | 191.8018 | 183.6636 | 182.4533 | 183.6882 | 176.6469 | 176.263 | 183.6668 | 182.1096 | 179.89 | 179.8854 | 179.8854 | 176.263 | 180.9168 | 174.3378
2020-05-01 01:46 | 0.00 | 253.8202 | 268.6483 | 259.1264 | 270.4069 | 259.1735 | 241.9276 | 275.632 | 259.2249 | 267.9713 | 258.9718 | 257.643 | 259.195 | 248.0563 | 247.6431 | 258.9944 | 256.3502 | 252.5578 | 252.4003 | 252.4003 | 247.6431 | 254.924 | 245.4979
2020-05-01 01:47 | 0.00 | 203.9042 | 206.7008 | 205.9005 | 207.0264 | 205.9157 | 198.2556 | 205.8912 | 205.9316 | 206.5734 | 205.847 | 205.5901 | 205.9224 | 200.4423 | 200.3715 | 205.8552 | 203.7761 | 198.7421 | 198.7035 | 198.7035 | 200.3715 | 201.6923 | 199.9879
2020-05-01 01:48 | 0.00 | 290.7293 | 290.007 | 293.7536 | 288.9726 | 293.8321 | 281.6257 | 281.7868 | 293.9183 | 290.1876 | 293.5116 | 294.2217 | 293.868 | 287.6894 | 287.8366 | 293.5366 | 291.9718 | 275.7835 | 275.5475 | 275.5475 | 287.8366 | 283.1562 | 288.4114
2020-05-01 01:49 | 0.00 | 322.6335 | 315.0688 | 326.5449 | 310.9263 | 326.6423 | 311.4789 | 294.1954 | 326.7496 | 315.9178 | 326.2311 | 328.5107 | 326.687 | 324.9703 | 325.4433 | 326.2764 | 324.435 | 294.0595 | 293.7949 | 293.7949 | 325.4433 | 306.9243 | 327.5718
2020-05-01 01:50 | 0.00 | 304.1689 | 289.838 | 309.1909 | 281.3038 | 309.2736 | 292.3383 | 254.3673 | 309.3646 | 291.5458 | 308.9236 | 313.0132 | 309.3115 | 316.7986 | 317.5969 | 308.9622 | 306.7163 | 261.7584 | 261.5829 | 261.5829 | 317.5969 | 279.7794 | 321.3179
2020-05-01 01:51 | 0.00 | 254.5876 | 235.5473 | 261.849 | 221.4364 | 261.8965 | 241.3797 | 184.213 | 261.9483 | 238.2294 | 261.6933 | 267.7532 | 261.9182 | 281.6307 | 282.7082 | 261.716 | 258.8105 | 197.0962 | 197.0642 | 197.0642 | 282.7082 | 220.608 | 287.8164
2020-05-01 01:52 | 0.00 | 121.9297 | 112.6281 | 127.5472 | 102.7187 | 127.5298 | 113.7916 | 81.7474 | 127.5095 | 114.4029 | 127.5971 | 131.4716 | 127.5215 | 144.3143 | 144.9138 | 127.5904 | 127.516 | 87.0702 | 87.1878 | 87.1878 | 144.9138 | 100.591 | 147.8125
2020-05-01 01:53 | 0.00 | 81.5482 | 67.3204 | 93.8707 | 47.9557 | 93.8434 | 67.2729 | 20.3999 | 93.812 | 70.8278 | 93.952 | 102.2938 | 93.8305 | 136.2855 | 137.5115 | 93.9409 | 94.5949 | 25.6663 | 25.8166 | 25.8166 | 137.5115 | 43.5623 | 143.4224
2020-05-01 01:54 | 0.00 | 13.6757 | 10.4677 | 19.6484 | 6.0968 | 19.6097 | 8.9488 | 5.3915 | 19.5657 | 11.6765 | 19.7656 | 23.6759 | 19.5916 | 44.5838 | 45.1961 | 19.7493 | 21.2326 | 5.2014 | 5.3302 | 5.3302 | 45.1961 | 5.4345 | 48.2119
2020-05-01 01:55 | 0.00 | 0 | 0 | 0 | 0 | 0 | 0 | 0 | 0 | 0 | 0 | 0 | 0 | 0 | 0 | 0 | 0 | 0 | 0 | 0 | 0 | 0 | 0
2020-05-01 01:56 | 0.00 | 0 | 0 | 0 | 0 | 0 | 0 | 0 | 0 | 0 | 0 | 0 | 0 | 0 | 0 | 0 | 0 | 0 | 0 | 0 | 0 | 0 | 0
2020-05-01 01:57 | 0.00 | 0 | 0 | 0 | 0 | 0 | 0 | 0 | 0 | 0 | 0 | 0 | 0 | 0 | 0 | 0 | 0 | 0 | 0 | 0 | 0 | 0 | 0
2020-05-01 01:58 | 0.00 | 0 | 0 | 0 | 0 | 0 | 0 | 0 | 0 | 0 | 0 | 0 | 0 | 0 | 0 | 0 | 0 | 0 | 0 | 0 | 0 | 0 | 0
2020-05-01 01:59 | 0.00 | 0 | 0 | 0 | 0 | 0 | 0 | 0 | 0 | 0 | 0 | 0 | 0 | 0 | 0 | 0 | 0 | 0 | 0 | 0 | 0 | 0 | 0
2020-05-01 02:00 | 0.00 | 0 | 0 | 0 | 0 | 0 | 0 | 0 | 0 | 0 | 0 | 0 | 0 | 0 | 0 | 0 | 0 | 0 | 0 | 0 | 0 | 0 | 0
2020-05-01 02:01 | 0.00 | 0 | 0 | 0 | 0 | 0 | 0 | 0 | 0 | 0 | 0 | 0 | 0 | 0 | 0 | 0 | 0 | 0 | 0 | 0 | 0 | 0 | 0
2020-05-01 02:02 | 0.00 | 0 | 0 | 0 | 0 | 0 | 0 | 0 | 0 | 0 | 0 | 0 | 0 | 0 | 0 | 0 | 0 | 0 | 0 | 0 | 0 | 0 | 0
2020-05-01 02:03 | 0.00 | 0 | 0 | 0 | 0 | 0 | 0 | 0 | 0 | 0 | 0 | 0 | 0 | 0 | 0 | 0 | 0 | 0 | 0 | 0 | 0 | 0 | 0
2020-05-01 02:04 | 0.00 | 0 | 0 | 0 | 0 | 0 | 0 | 0 | 0 | 0 | 0 | 0 | 0 | 0 | 0 | 0 | 0 | 0 | 0 | 0 | 0 | 0 | 0
2020-05-01 02:05 | 0.00 | 0.2682 | 0.47516 | 0.29899 | 0.46027 | 0.2924 | 0.26441 | 0.60781 | 0.2849 | 0.46858 | 0.31898 | 0.27849 | 0.2893 | 0.32014 | 0.30747 | 0.31621 | 0.57427 | 0.22986 | 0.25569 | 0.25569 | 0.30747 | 0.23362 | 0.25801
2020-05-01 02:06 | 0.00 | 27.5106 | 52.7367 | 34.933 | 52.322 | 34.8956 | 19.9249 | 64.9506 | 34.853 | 52.0659 | 35.0462 | 33.663 | 34.878 | 36.3167 | 35.6701 | 35.0305 | 36.4218 | 32.8401 | 32.9877 | 32.9877 | 35.6701 | 31.3944 | 32.5407
2020-05-01 02:07 | 0.00 | 96.6111 | 142.8617 | 110.7763 | 143.7575 | 110.753 | 76.9408 | 165.6478 | 110.7261 | 141.4792 | 110.8449 | 107.816 | 110.7419 | 107.5553 | 106.3254 | 110.8355 | 111.1942 | 109.0973 | 109.1922 | 109.1922 | 106.3254 | 106.1256 | 100.1986
2020-05-01 02:08 | 0.00 | 175.5205 | 216.4271 | 187.8538 | 218.7386 | 187.8593 | 155.5647 | 238.1949 | 187.8643 | 214.9764 | 187.8311 | 184.6277 | 187.8615 | 178.1844 | 177.0295 | 187.8348 | 186.0825 | 186.6403 | 186.6263 | 186.6263 | 177.0295 | 184.653 | 171.222
2020-05-01 02:09 | 0.00 | 242.1369 | 272.0807 | 251.3187 | 274.856 | 251.3595 | 224.8291 | 288.6282 | 251.4039 | 270.8439 | 251.1841 | 248.5731 | 251.3781 | 238.0658 | 237.201 | 251.2038 | 248.2598 | 248.2214 | 248.0789 | 248.0789 | 237.201 | 248.2704 | 232.8
2020-05-01 02:10 | 0.00 | 288.3788 | 306.9435 | 294.8515 | 309.2313 | 294.923 | 273.8514 | 316.106 | 295.0014 | 306.0844 | 294.6198 | 292.9867 | 294.9557 | 281.105 | 280.5919 | 294.6534 | 292.1552 | 287.681 | 287.4355 | 287.4355 | 280.5919 | 290.2675 | 277.905
2020-05-01 02:11 | 0.00 | 319.9657 | 328.6265 | 324.6831 | 329.6497 | 324.7788 | 307.3538 | 329.295 | 324.884 | 328.2315 | 324.375 | 323.8919 | 324.8226 | 312.7259 | 312.5562 | 324.4195 | 322.5158 | 311.4467 | 311.1311 | 311.1311 | 312.5562 | 316.9363 | 311.5366
2020-05-01 02:12 | 0.00 | 329.1493 | 329.0597 | 332.9047 | 328.0141 | 333.0074 | 317.9003 | 319.9696 | 333.1206 | 329.2249 | 332.5739 | 333.3687 | 333.0546 | 325.0662 | 325.2235 | 332.6217 | 330.9252 | 311.7536 | 311.437 | 311.437 | 325.2235 | 320.4805 | 325.8039
2020-05-01 02:13 | 0.00 | 243.7528 | 240.1479 | 246.0768 | 238.2364 | 246.1187 | 236.7673 | 229.328 | 246.1644 | 240.5431 | 245.9386 | 246.9625 | 246.1378 | 243.5 | 243.7179 | 245.9588 | 243.8016 | 227.8372 | 227.7289 | 227.7289 | 243.7179 | 235.1319 | 244.7022
2020-05-01 02:14 | 0.00 | 189.2738 | 184.8374 | 191.2488 | 182.3022 | 191.2569 | 184.0659 | 173.2616 | 191.2649 | 185.3506 | 191.2178 | 192.3548 | 191.2603 | 191.8501 | 192.0766 | 191.2227 | 189.6058 | 174.0909 | 174.097 | 174.097 | 192.0766 | 180.6623 | 193.1587
2020-05-01 02:15 | 0.00 | 185.278 | 174.9568 | 189.4992 | 167.2498 | 189.5063 | 177.3629 | 146.7795 | 189.5131 | 176.4214 | 189.4714 | 192.7037 | 189.5092 | 199.8218 | 200.3934 | 189.4758 | 187.6856 | 152.9762 | 153.018 | 153.018 | 200.3934 | 166.1735 | 203.1353
2020-05-01 02:16 | 0.00 | 161.4976 | 143.9116 | 170.3966 | 127.0913 | 170.3948 | 148.5683 | 89.8971 | 170.3917 | 146.9707 | 170.3972 | 177.1867 | 170.3937 | 198.9957 | 200.0901 | 170.3976 | 169.1823 | 101.8595 | 101.961 | 101.961 | 200.0901 | 125.191 | 205.3465
2020-05-01 02:17 | 0.00 | 78.9371 | 66.3669 | 89.6265 | 49.5301 | 89.5979 | 66.4635 | 25.2053 | 89.5651 | 69.4186 | 89.7117 | 96.9526 | 89.5844 | 126.4445 | 127.5161 | 89.7 | 90.4451 | 29.8417 | 29.9909 | 29.9909 | 127.5161 | 45.7086 | 132.6948
2020-05-01 02:18 | 0.00 | 15.7828 | 13.524 | 19.719 | 10.36 | 19.6803 | 12.4447 | 9.6799 | 19.6363 | 14.3453 | 19.8362 | 22.3059 | 19.6621 | 35.593 | 35.9725 | 19.8199 | 21.3046 | 9.3824 | 9.5273 | 9.5273 | 35.9725 | 9.6882 | 37.8633
2020-05-01 02:19 | 0.00 | 0 | 0 | 0 | 0 | 0 | 0 | 0 | 0 | 0 | 0 | 0 | 0 | 0 | 0 | 0 | 0 | 0 | 0 | 0 | 0 | 0 | 0
2020-05-01 02:20 | 0.00 | 0 | 0 | 0 | 0 | 0 | 0 | 0 | 0 | 0 | 0 | 0 | 0 | 0 | 0 | 0 | 0 | 0 | 0 | 0 | 0 | 0 | 0
2020-05-01 02:21 | 0.00 | 0 | 0 | 0 | 0 | 0 | 0 | 0 | 0 | 0 | 0 | 0 | 0 | 0 | 0 | 0 | 0 | 0 | 0 | 0 | 0 | 0 | 0
2020-05-01 02:22 | 0.00 | 0 | 0 | 0 | 0 | 0 | 0 | 0 | 0 | 0 | 0 | 0 | 0 | 0 | 0 | 0 | 0 | 0 | 0 | 0 | 0 | 0 | 0
2020-05-01 02:23 | 0.00 | 0 | 0 | 0 | 0 | 0 | 0 | 0 | 0 | 0 | 0 | 0 | 0 | 0 | 0 | 0 | 0 | 0 | 0 | 0 | 0 | 0 | 0
2020-05-01 02:24 | 0.00 | 0 | 0 | 0 | 0 | 0 | 0 | 0 | 0 | 0 | 0 | 0 | 0 | 0 | 0 | 0 | 0 | 0 | 0 | 0 | 0 | 0 | 0
2020-05-01 02:25 | 0.00 | 0 | 0 | 0 | 0 | 0 | 0 | 0 | 0 | 0 | 0 | 0 | 0 | 0 | 0 | 0 | 0 | 0 | 0 | 0 | 0 | 0 | 0
2020-05-01 02:26 | 0.00 | 0 | 0 | 0 | 0 | 0 | 0 | 0 | 0 | 0 | 0 | 0 | 0 | 0 | 0 | 0 | 0 | 0 | 0 | 0 | 0 | 0 | 0
2020-05-01 02:27 | 0.00 | 0 | 0 | 0 | 0 | 0 | 0 | 0 | 0 | 0 | 0 | 0 | 0 | 0 | 0 | 0 | 0 | 0 | 0 | 0 | 0 | 0 | 0
2020-05-01 02:28 | 0.00 | 0 | 0 | 0 | 0 | 0 | 0 | 0 | 0 | 0 | 0 | 0 | 0 | 0 | 0 | 0 | 0 | 0 | 0 | 0 | 0 | 0 | 0
2020-05-01 02:29 | 0.00 | 0.07055 | 0.18972 | 0.086368 | 0.18095 | 0.079771 | 0.069907 | 0.26891 | 0.072275 | 0.18577 | 0.10637 | 0.068559 | 0.076679 | 0.095242 | 0.084767 | 0.10359 | 0.36184 | 0.03036 | 0.056198 | 0.056198 | 0.084767 | 0.035096 | 0.04546
2020-05-01 02:30 | 0.00 | 26.6522 | 52.795 | 34.335 | 52.4207 | 34.2976 | 18.6707 | 65.531 | 34.255 | 52.0939 | 34.4481 | 33.0023 | 34.28 | 35.6696 | 34.9995 | 34.4324 | 35.8222 | 32.3603 | 32.5078 | 32.5078 | 34.9995 | 30.797 | 31.7534
2020-05-01 02:31 | 0.00 | 100.0834 | 152.2051 | 115.9429 | 153.2654 | 115.9211 | 78.1881 | 178.1483 | 115.8959 | 150.6367 | 116.0066 | 112.6023 | 115.9108 | 112.347 | 110.9652 | 115.998 | 116.2437 | 114.4952 | 114.584 | 114.584 | 110.9652 | 110.9942 | 104.0773
2020-05-01 02:32 | 0.00 | 182.2756 | 226.3731 | 195.481 | 228.9372 | 195.4903 | 160.9478 | 250.0916 | 195.4996 | 224.7965 | 195.4464 | 191.986 | 195.4943 | 184.9833 | 183.7396 | 195.4518 | 193.457 | 194.5805 | 194.5518 | 194.5518 | 183.7396 | 192.3072 | 177.4817
2020-05-01 02:33 | 0.00 | 251.027 | 282.9216 | 260.7213 | 285.9568 | 260.7683 | 232.7588 | 300.7989 | 260.8195 | 281.5908 | 260.5671 | 257.778 | 260.7897 | 246.503 | 245.5834 | 260.5896 | 257.7004 | 257.8082 | 257.6421 | 257.6421 | 245.5834 | 257.7397 | 240.8991
2020-05-01 02:34 | 0.00 | 296.3232 | 315.7997 | 303.0399 | 318.2851 | 303.1177 | 281.2011 | 325.6333 | 303.2032 | 314.8846 | 302.7881 | 301.0589 | 303.1534 | 288.459 | 287.9205 | 302.8245 | 300.4638 | 295.8623 | 295.5934 | 295.5934 | 287.9205 | 298.4724 | 285.0976
2020-05-01 02:35 | 0.00 | 323.8735 | 332.7629 | 328.682 | 333.9031 | 328.7811 | 310.9097 | 333.5847 | 328.8902 | 332.3433 | 328.3629 | 327.8366 | 328.8265 | 316.0937 | 315.9167 | 328.4089 | 326.6059 | 315.2164 | 314.889 | 314.889 | 315.9167 | 320.8362 | 314.8567
2020-05-01 02:36 | 0.00 | 335.7967 | 335.6019 | 339.6388 | 334.5928 | 339.7476 | 324.1349 | 326.245 | 339.8674 | 335.7645 | 339.2891 | 340.1012 | 339.7975 | 331.2271 | 331.3914 | 339.3396 | 337.8282 | 317.822 | 317.4865 | 317.4865 | 331.3914 | 326.8544 | 331.9971
2020-05-01 02:37 | 0.00 | 336.1201 | 328.0182 | 339.9435 | 323.8927 | 340.0529 | 324.8799 | 306.6724 | 340.1736 | 328.8798 | 339.5915 | 341.9489 | 340.1032 | 338.0055 | 338.5036 | 339.6422 | 338.1806 | 307.0432 | 306.7403 | 306.7403 | 338.5036 | 320.172 | 340.7351
2020-05-01 02:38 | 0.00 | 243.0565 | 233.9513 | 246.3172 | 228.8269 | 246.3587 | 234.8843 | 211.7892 | 246.4037 | 234.9922 | 246.1806 | 248.6301 | 246.3775 | 249.7631 | 250.2504 | 246.2006 | 243.8993 | 215.706 | 215.6268 | 215.6268 | 250.2504 | 227.3818 | 252.5405
2020-05-01 02:39 | 0.00 | 212.5294 | 199.1054 | 217.3704 | 189.8678 | 217.3955 | 203.095 | 164.4399 | 217.4222 | 200.8915 | 217.2859 | 221.294 | 217.4067 | 229.4217 | 230.1527 | 217.2985 | 215.1629 | 173.0247 | 173.0269 | 173.0269 | 230.1527 | 189.2451 | 233.6365
2020-05-01 02:40 | 0.00 | 106.3028 | 100.6723 | 109.699 | 94.9413 | 109.6756 | 101.02 | 82.3553 | 109.6486 | 101.7079 | 109.7679 | 111.9687 | 109.6645 | 118.9031 | 119.2472 | 109.7585 | 110.1239 | 85.0809 | 85.2 | 85.2 | 119.2472 | 93.3676 | 120.9351
2020-05-01 02:41 | 0.00 | 86.0418 | 71.5092 | 97.4832 | 52.696 | 97.4576 | 72.4428 | 23.4544 | 97.4282 | 74.892 | 97.5588 | 105.4377 | 97.4455 | 136.6172 | 137.7772 | 97.5485 | 98.0713 | 29.6654 | 29.8145 | 29.8145 | 137.7772 | 48.7513 | 143.3658
2020-05-01 02:42 | 0.00 | 8.4598 | 8.3994 | 8.5801 | 8.3446 | 8.5473 | 8.2591 | 8.222 | 8.5101 | 8.4143 | 8.6794 | 8.5659 | 8.532 | 8.7524 | 8.7256 | 8.6656 | 10.0859 | 7.9181 | 8.0465 | 8.0465 | 8.7256 | 8.0672 | 8.6478
2020-05-01 02:43 | 0.00 | 0 | 0 | 0 | 0 | 0 | 0 | 0 | 0 | 0 | 0 | 0 | 0 | 0 | 0 | 0 | 0 | 0 | 0 | 0 | 0 | 0 | 0
2020-05-01 02:44 | 0.00 | 0 | 0 | 0 | 0 | 0 | 0 | 0 | 0 | 0 | 0 | 0 | 0 | 0 | 0 | 0 | 0 | 0 | 0 | 0 | 0 | 0 | 0
2020-05-01 02:45 | 0.00 | 0 | 0 | 0 | 0 | 0 | 0 | 0 | 0 | 0 | 0 | 0 | 0 | 0 | 0 | 0 | 0 | 0 | 0 | 0 | 0 | 0 | 0
2020-05-01 02:46 | 0.00 | 0 | 0 | 0 | 0 | 0 | 0 | 0 | 0 | 0 | 0 | 0 | 0 | 0 | 0 | 0 | 0 | 0 | 0 | 0 | 0 | 0 | 0
2020-05-01 02:47 | 0.00 | 0 | 0 | 0 | 0 | 0 | 0 | 0 | 0 | 0 | 0 | 0 | 0 | 0 | 0 | 0 | 0 | 0 | 0 | 0 | 0 | 0 | 0
2020-05-01 02:48 | 0.00 | 0 | 0 | 0 | 0 | 0 | 0 | 0 | 0 | 0 | 0 | 0 | 0 | 0 | 0 | 0 | 0 | 0 | 0 | 0 | 0 | 0 | 0
2020-05-01 02:49 | 0.00 | 0 | 0 | 0 | 0 | 0 | 0 | 0 | 0 | 0 | 0 | 0 | 0 | 0 | 0 | 0 | 0 | 0 | 0 | 0 | 0 | 0 | 0
2020-05-01 02:50 | 0.00 | 0 | 0 | 0 | 0 | 0 | 0 | 0 | 0 | 0 | 0 | 0 | 0 | 0 | 0 | 0 | 0 | 0 | 0 | 0 | 0 | 0 | 0
2020-05-01 02:51 | 0.00 | 0 | 0 | 0 | 0 | 0 | 0 | 0 | 0 | 0 | 0 | 0 | 0 | 0 | 0 | 0 | 0 | 0 | 0 | 0 | 0 | 0 | 0
2020-05-01 02:52 | 0.00 | 0 | 0 | 0 | 0 | 0 | 0 | 0 | 0 | 0 | 0 | 0 | 0 | 0 | 0 | 0 | 0 | 0 | 0 | 0 | 0 | 0 | 0
2020-05-01 02:53 | 0.00 | 0 | 0 | 0 | 0 | 0 | 0 | 0.039696 | 0 | 0 | 0 | 0 | 0 | 0 | 0 | 0 | 0.22276 | 0 | 0 | 0 | 0 | 0 | 0
2020-05-01 02:54 | 0.00 | 26.2444 | 50.4703 | 33.3248 | 50.1345 | 33.2873 | 18.9643 | 62.3647 | 33.2446 | 49.8157 | 33.4384 | 32.081 | 33.2697 | 34.5119 | 33.8876 | 33.4226 | 34.8222 | 31.4982 | 31.646 | 31.646 | 33.8876 | 30.0554 | 30.8708
2020-05-01 02:55 | 0.00 | 97.9076 | 146.8594 | 112.7545 | 147.9317 | 112.7318 | 77.3489 | 171.3982 | 112.7056 | 145.373 | 112.8209 | 109.5828 | 112.7211 | 109.1218 | 107.8184 | 112.8119 | 113.1219 | 111.5247 | 111.6166 | 111.6166 | 107.8184 | 108.2163 | 101.3268
2020-05-01 02:56 | 0.00 | 181.08 | 224.9503 | 194.1566 | 227.5722 | 194.1651 | 159.9396 | 248.7191 | 194.1736 | 223.3707 | 194.1241 | 190.6499 | 194.1688 | 183.5466 | 182.3048 | 194.1292 | 192.1682 | 193.5275 | 193.5009 | 193.5009 | 182.3048 | 191.1872 | 176.0589
2020-05-01 02:57 | 0.00 | 249.1286 | 280.6898 | 258.6613 | 283.7759 | 258.707 | 231.106 | 298.5624 | 258.7567 | 279.36 | 258.5115 | 255.7139 | 258.7277 | 244.3701 | 243.4546 | 258.5333 | 255.6308 | 256.038 | 255.8763 | 255.8763 | 243.4546 | 255.8988 | 238.7947
2020-05-01 02:58 | 0.00 | 297.9273 | 317.494 | 304.6162 | 320.0822 | 304.6953 | 282.7736 | 327.5641 | 304.7823 | 316.5604 | 304.3602 | 302.5923 | 304.7316 | 289.7102 | 289.1656 | 304.3972 | 302.0716 | 297.6599 | 297.3856 | 297.3856 | 289.1656 | 300.2182 | 286.3111
2020-05-01 02:59 | 0.00 | 331.1484 | 340.2313 | 336.0056 | 341.4945 | 336.1111 | 317.9191 | 341.2651 | 336.2273 | 339.7874 | 335.6661 | 335.1127 | 336.1595 | 322.8538 | 322.6726 | 335.715 | 334.105 | 322.5043 | 322.1538 | 322.1538 | 322.6726 | 328.1888 | 321.5812
2020-05-01 03:00 | 0.00 | 339.2111 | 338.9363 | 343.0103 | 338.0128 | 343.1221 | 327.4949 | 329.6491 | 343.2454 | 339.0881 | 342.651 | 343.4496 | 343.1734 | 334.2495 | 334.415 | 342.7028 | 341.288 | 321.2449 | 320.8984 | 320.8984 | 334.415 | 330.3039 | 335.0222
2020-05-01 03:01 | 0.00 | 326.6552 | 318.5718 | 330.3328 | 314.6239 | 330.4333 | 315.6382 | 297.764 | 330.5441 | 319.4058 | 330.009 | 332.2592 | 330.4795 | 328.0952 | 328.5758 | 330.0558 | 328.2971 | 298.1796 | 297.9036 | 297.9036 | 328.5758 | 311.0335 | 330.7391
2020-05-01 03:02 | 0.00 | 293.2251 | 278.9878 | 297.7383 | 271.1038 | 297.8121 | 282.1393 | 245.4339 | 297.893 | 280.5947 | 297.4994 | 301.3216 | 297.8458 | 304.2743 | 305.0357 | 297.534 | 295.0873 | 253.0378 | 252.8834 | 252.8834 | 305.0357 | 270.1057 | 308.5986
2020-05-01 03:03 | 0.00 | 240.3698 | 222.0124 | 246.7864 | 209.2398 | 246.8244 | 228.3625 | 174.8442 | 246.8657 | 224.475 | 246.6607 | 252.2084 | 246.8417 | 264.4302 | 265.4355 | 246.6791 | 243.7386 | 187.4362 | 187.4205 | 187.4205 | 265.4355 | 209.0378 | 270.2203
2020-05-01 03:04 | 0.00 | 163.055 | 144.8389 | 171.8429 | 127.9714 | 171.8413 | 150.2246 | 90.3777 | 171.8385 | 147.9242 | 171.8426 | 178.6926 | 171.8403 | 200.4994 | 201.614 | 171.8431 | 170.6084 | 103.0025 | 103.1032 | 103.1032 | 201.614 | 126.476 | 206.9698
2020-05-01 03:05 | 0.00 | 78.7559 | 66.0768 | 89.0764 | 49.6824 | 89.0476 | 66.6918 | 25.9646 | 89.0146 | 69.0633 | 89.1622 | 96.2479 | 89.034 | 124.9578 | 126.0128 | 89.1504 | 89.9098 | 30.7144 | 30.8632 | 30.8632 | 126.0128 | 46.2234 | 131.1141
2020-05-01 03:06 | 0.00 | 15.9211 | 13.1942 | 20.3056 | 9.5392 | 20.2669 | 12.1476 | 8.7446 | 20.223 | 14.128 | 20.4227 | 23.2316 | 20.2488 | 38.0357 | 38.4688 | 20.4064 | 21.8876 | 8.4587 | 8.613 | 8.613 | 38.4688 | 8.821 | 40.6079
2020-05-01 03:07 | 0.00 | 0 | 0 | 0 | 0 | 0 | 0 | 0 | 0 | 0 | 0 | 0 | 0 | 0 | 0 | 0 | 0 | 0 | 0 | 0 | 0 | 0 | 0
2020-05-01 03:08 | 0.00 | 0 | 0 | 0 | 0 | 0 | 0 | 0 | 0 | 0 | 0 | 0 | 0 | 0 | 0 | 0 | 0 | 0 | 0 | 0 | 0 | 0 | 0
2020-05-01 03:09 | 0.00 | 0 | 0 | 0 | 0 | 0 | 0 | 0 | 0 | 0 | 0 | 0 | 0 | 0 | 0 | 0 | 0 | 0 | 0 | 0 | 0 | 0 | 0
2020-05-01 03:10 | 0.00 | 0 | 0 | 0 | 0 | 0 | 0 | 0 | 0 | 0 | 0 | 0 | 0 | 0 | 0 | 0 | 0 | 0 | 0 | 0 | 0 | 0 | 0
2020-05-01 03:11 | 0.00 | 0 | 0 | 0 | 0 | 0 | 0 | 0 | 0 | 0 | 0 | 0 | 0 | 0 | 0 | 0 | 0 | 0 | 0 | 0 | 0 | 0 | 0
2020-05-01 03:12 | 0.00 | 0 | 0 | 0 | 0 | 0 | 0 | 0 | 0 | 0 | 0 | 0 | 0 | 0 | 0 | 0 | 0 | 0 | 0 | 0 | 0 | 0 | 0
2020-05-01 03:13 | 0.00 | 0 | 0 | 0 | 0 | 0 | 0 | 0 | 0 | 0 | 0 | 0 | 0 | 0 | 0 | 0 | 0 | 0 | 0 | 0 | 0 | 0 | 0
2020-05-01 03:14 | 0.00 | 0 | 0 | 0 | 0 | 0 | 0 | 0 | 0 | 0 | 0 | 0 | 0 | 0 | 0 | 0 | 0 | 0 | 0 | 0 | 0 | 0 | 0
2020-05-01 03:15 | 0.00 | 0 | 0 | 0 | 0 | 0 | 0 | 0 | 0 | 0 | 0 | 0 | 0 | 0 | 0 | 0 | 0 | 0 | 0 | 0 | 0 | 0 | 0
2020-05-01 03:16 | 0.00 | 0 | 0 | 0 | 0 | 0 | 0 | 0 | 0 | 0 | 0 | 0 | 0 | 0 | 0 | 0 | 0 | 0 | 0 | 0 | 0 | 0 | 0
2020-05-01 03:17 | 0.00 | 0.063912 | 0.21003 | 0.08147 | 0.19947 | 0.074873 | 0.06353 | 0.3112 | 0.067377 | 0.20506 | 0.10147 | 0.062909 | 0.071781 | 0.094622 | 0.083463 | 0.098694 | 0.35694 | 0.024743 | 0.050581 | 0.050581 | 0.083463 | 0.028412 | 0.041178
2020-05-01 03:18 | 0.00 | 26.1173 | 54.1845 | 34.2521 | 53.8082 | 34.2146 | 17.9577 | 68.0776 | 34.172 | 53.4224 | 34.3654 | 32.8223 | 34.1971 | 35.6989 | 34.9819 | 34.3497 | 35.7439 | 32.3838 | 32.5315 | 32.5315 | 34.9819 | 30.6284 | 31.5113
2020-05-01 03:19 | 0.00 | 96.4129 | 145.1996 | 111.1625 | 146.3123 | 111.1392 | 76.0229 | 169.7619 | 111.1125 | 143.7119 | 111.2306 | 107.9833 | 111.1283 | 107.4825 | 106.1807 | 111.2214 | 111.5709 | 110.1654 | 110.2591 | 110.2591 | 106.1807 | 106.7913 | 99.6992
2020-05-01 03:20 | 0.00 | 178.4802 | 221.4628 | 191.2309 | 224.1118 | 191.2381 | 157.8289 | 244.9352 | 191.245 | 219.9021 | 191.203 | 187.7609 | 191.2411 | 180.6199 | 179.3979 | 191.2075 | 189.3361 | 190.8576 | 190.8359 | 190.8359 | 179.3979 | 188.4994 | 173.2552
2020-05-01 03:21 | 0.00 | 247.7577 | 279.1433 | 257.1716 | 282.2997 | 257.2163 | 229.9031 | 297.1166 | 257.2649 | 277.807 | 257.0249 | 254.2048 | 257.2366 | 242.7347 | 241.8191 | 257.0464 | 254.1327 | 254.8411 | 254.6824 | 254.6824 | 241.8191 | 254.6255 | 237.162
2020-05-01 03:22 | 0.00 | 293.851 | 313.0357 | 300.3506 | 315.6672 | 300.4264 | 279.0257 | 323.1015 | 300.5096 | 312.1057 | 300.1054 | 298.3254 | 300.4611 | 285.4604 | 284.9199 | 300.1409 | 297.7344 | 293.7627 | 293.4998 | 293.4998 | 284.9199 | 296.2129 | 282.0926
2020-05-01 03:23 | 0.00 | 325.123 | 333.8621 | 329.7683 | 335.178 | 329.8683 | 312.3064 | 334.9926 | 329.9785 | 333.4195 | 329.4461 | 328.8653 | 329.9142 | 316.7059 | 316.5249 | 329.4926 | 327.7197 | 316.8313 | 316.4988 | 316.4988 | 316.5249 | 322.3216 | 315.4454
2020-05-01 03:24 | 0.00 | 336.2636 | 335.8601 | 339.9292 | 335.0338 | 340.0382 | 324.7552 | 326.7906 | 340.1583 | 336.0004 | 339.5787 | 340.3344 | 340.0883 | 331.0149 | 331.1761 | 339.6293 | 338.125 | 318.6273 | 318.2892 | 318.2892 | 331.1761 | 327.5375 | 331.7681
2020-05-01 03:25 | 0.00 | 324.3194 | 316.1294 | 327.8703 | 312.299 | 327.9687 | 313.4719 | 295.5833 | 328.077 | 316.9483 | 327.5534 | 329.7564 | 328.0138 | 325.4014 | 325.8771 | 327.5991 | 325.7753 | 296.1851 | 295.9151 | 295.9151 | 325.8771 | 308.8905 | 328.0221
2020-05-01 03:26 | 0.00 | 294.8841 | 280.5357 | 299.2675 | 272.7995 | 299.3427 | 283.9287 | 247.2844 | 299.4252 | 282.1235 | 299.0241 | 302.809 | 299.3771 | 305.4704 | 306.2304 | 299.0594 | 296.658 | 255.0493 | 254.8892 | 254.8892 | 306.2304 | 271.9794 | 309.7861
2020-05-01 03:27 | 0.00 | 239.1382 | 220.7265 | 245.3766 | 208.163 | 245.4136 | 227.3623 | 174.0894 | 245.4538 | 223.1593 | 245.254 | 250.7287 | 245.4304 | 262.6395 | 263.6371 | 245.272 | 242.3029 | 186.8403 | 186.826 | 186.826 | 263.6371 | 208.1791 | 268.388
2020-05-01 03:28 | 0.00 | 162.7897 | 144.5165 | 171.3724 | 127.9165 | 171.3706 | 150.2027 | 90.7214 | 171.3675 | 147.5636 | 171.3729 | 178.1399 | 171.3694 | 199.5528 | 200.6605 | 171.3733 | 170.1574 | 103.4849 | 103.5852 | 103.5852 | 200.6605 | 126.658 | 205.9864
2020-05-01 03:29 | 0.00 | 79.4998 | 66.7153 | 89.5658 | 50.5757 | 89.5372 | 67.678 | 26.8403 | 89.5043 | 69.6597 | 89.6513 | 96.6272 | 89.5237 | 124.7463 | 125.7921 | 89.6395 | 90.3885 | 31.7881 | 31.9366 | 31.9366 | 125.7921 | 47.3283 | 130.8518
2020-05-01 03:30 | 0.00 | 15.4522 | 12.6971 | 19.7335 | 9.0651 | 19.7014 | 11.7252 | 8.2848 | 19.665 | 13.6147 | 19.8399 | 22.6214 | 19.6864 | 37.2936 | 37.726 | 19.8237 | 21.3057 | 8.0402 | 8.1687 | 8.1687 | 37.726 | 8.4032 | 39.863
2020-05-01 03:31 | 0.00 | 0 | 0 | 0 | 0 | 0 | 0 | 0 | 0 | 0 | 0 | 0 | 0 | 0 | 0 | 0 | 0 | 0 | 0 | 0 | 0 | 0 | 0
2020-05-01 03:32 | 0.00 | 0 | 0 | 0 | 0 | 0 | 0 | 0 | 0 | 0 | 0 | 0 | 0 | 0 | 0 | 0 | 0 | 0 | 0 | 0 | 0 | 0 | 0
2020-05-01 03:33 | 0.00 | 0 | 0 | 0 | 0 | 0 | 0 | 0 | 0 | 0 | 0 | 0 | 0 | 0 | 0 | 0 | 0 | 0 | 0 | 0 | 0 | 0 | 0
2020-05-01 03:34 | 0.00 | 0 | 0 | 0 | 0 | 0 | 0 | 0 | 0 | 0 | 0 | 0 | 0 | 0 | 0 | 0 | 0 | 0 | 0 | 0 | 0 | 0 | 0
2020-05-01 03:35 | 0.00 | 0 | 0 | 0 | 0 | 0 | 0 | 0 | 0 | 0 | 0 | 0 | 0 | 0 | 0 | 0 | 0 | 0 | 0 | 0 | 0 | 0 | 0
2020-05-01 03:36 | 0.00 | 0 | 0 | 0 | 0 | 0 | 0 | 0 | 0 | 0 | 0 | 0 | 0 | 0 | 0 | 0 | 0 | 0 | 0 | 0 | 0 | 0 | 0
2020-05-01 03:37 | 0.00 | 0 | 0 | 0 | 0 | 0 | 0 | 0 | 0 | 0 | 0 | 0 | 0 | 0 | 0 | 0 | 0 | 0 | 0 | 0 | 0 | 0 | 0
2020-05-01 03:38 | 0.00 | 0 | 0 | 0 | 0 | 0 | 0 | 0 | 0 | 0 | 0 | 0 | 0 | 0 | 0 | 0 | 0 | 0 | 0 | 0 | 0 | 0 | 0
2020-05-01 03:39 | 0.00 | 0 | 0 | 0 | 0 | 0 | 0 | 0 | 0 | 0 | 0 | 0 | 0 | 0 | 0 | 0 | 0 | 0 | 0 | 0 | 0 | 0 | 0
2020-05-01 03:40 | 0.00 | 0 | 0 | 0 | 0 | 0 | 0 | 0 | 0 | 0 | 0 | 0 | 0 | 0 | 0 | 0 | 0 | 0 | 0 | 0 | 0 | 0 | 0
2020-05-01 03:41 | 0.00 | 0 | 0 | 0 | 0 | 0 | 0 | 0 | 0 | 0 | 0 | 0 | 0 | 0 | 0 | 0 | 0.039872 | 0 | 0 | 0 | 0 | 0 | 0
2020-05-01 03:42 | 0.00 | 12.9457 | 13.4986 | 13.1649 | 13.4884 | 13.1257 | 12.5906 | 13.6363 | 13.0812 | 13.4827 | 13.2838 | 13.0507 | 13.1074 | 12.9195 | 12.8619 | 13.2673 | 14.789 | 12.4894 | 12.643 | 12.643 | 12.8619 | 12.6591 | 12.6447
2020-05-01 03:43 | 0.00 | 63.9366 | 75.3016 | 67.5051 | 75.7077 | 67.4729 | 58.41 | 80.8904 | 67.4362 | 74.9312 | 67.6017 | 66.6373 | 67.4578 | 65.4395 | 65.0983 | 67.5884 | 68.5953 | 66.1928 | 66.3204 | 66.3204 | 65.0983 | 65.8843 | 63.446
2020-05-01 03:44 | 0.00 | 173.5364 | 213.9418 | 185.4888 | 216.5164 | 185.4933 | 154.0711 | 236.0994 | 185.4973 | 212.4634 | 185.4692 | 182.1816 | 185.4951 | 175.1991 | 174.0408 | 185.4725 | 183.7917 | 185.315 | 185.3029 | 185.3029 | 174.0408 | 183.0614 | 168.2221
2020-05-01 03:45 | 0.00 | 238.9397 | 268.2594 | 247.697 | 271.2922 | 247.7355 | 222.2189 | 285.1701 | 247.7773 | 266.9987 | 247.5698 | 244.8809 | 247.753 | 233.889 | 233.0243 | 247.5885 | 244.6267 | 245.66 | 245.5237 | 245.5237 | 233.0243 | 245.4353 | 228.6325
2020-05-01 03:46 | 0.00 | 286.5865 | 304.7976 | 292.7106 | 307.3877 | 292.7804 | 272.4873 | 314.5109 | 292.857 | 303.9008 | 292.4841 | 290.7448 | 292.8124 | 278.2463 | 277.725 | 292.517 | 289.9823 | 286.6318 | 286.3894 | 286.3894 | 277.725 | 288.9246 | 275.0051
2020-05-01 03:47 | 0.00 | 334.3396 | 342.9741 | 338.9083 | 344.3788 | 339.0168 | 321.5421 | 344.2169 | 339.1364 | 342.5208 | 338.5595 | 337.9939 | 339.0666 | 325.5535 | 325.3792 | 338.6098 | 337.1132 | 326.1916 | 325.8281 | 325.8281 | 325.3792 | 331.6556 | 324.3186
2020-05-01 03:48 | 0.00 | 333.5003 | 333.0122 | 336.9999 | 332.3053 | 337.1063 | 322.2941 | 324.2942 | 337.2235 | 333.1365 | 336.6576 | 337.362 | 337.1551 | 327.9801 | 328.135 | 336.707 | 335.1238 | 316.3991 | 316.0678 | 316.0678 | 328.135 | 325.0703 | 328.7023
2020-05-01 03:49 | 0.00 | 314.8194 | 306.8709 | 318.1045 | 303.3189 | 318.1946 | 304.5511 | 287.3981 | 318.2937 | 307.6403 | 317.8138 | 319.8634 | 318.2359 | 315.4576 | 315.9058 | 317.8558 | 315.8027 | 288.11 | 287.8631 | 287.8631 | 315.9058 | 300.1889 | 317.9322
2020-05-01 03:50 | 0.00 | 283.3363 | 269.4784 | 287.3986 | 262.1972 | 287.4644 | 273.0114 | 237.8825 | 287.5366 | 270.9827 | 287.1847 | 290.7355 | 287.4945 | 293.0615 | 293.7792 | 287.2157 | 284.6051 | 245.4982 | 245.3622 | 245.3622 | 293.7792 | 261.5805 | 297.1468
2020-05-01 03:51 | 0.00 | 233.4021 | 215.5397 | 239.2531 | 203.6053 | 239.2863 | 222.2205 | 170.9116 | 239.3223 | 217.8611 | 239.1425 | 244.3453 | 239.3014 | 255.4759 | 256.4289 | 239.1587 | 236.222 | 183.3957 | 183.3875 | 183.3875 | 256.4289 | 203.8157 | 260.9719
2020-05-01 03:52 | 0.00 | 161.9921 | 143.6322 | 170.3874 | 127.2261 | 170.385 | 149.6394 | 90.2679 | 170.3813 | 146.6519 | 170.3897 | 177.0833 | 170.3836 | 198.1562 | 199.2556 | 170.3898 | 169.2152 | 103.24 | 103.3407 | 103.3407 | 199.2556 | 126.2025 | 204.5431
2020-05-01 03:53 | 0.00 | 80.2027 | 66.922 | 90.3243 | 50.531 | 90.2958 | 68.2938 | 26.2021 | 90.2632 | 69.9182 | 90.409 | 97.4993 | 90.2824 | 125.9289 | 126.9962 | 90.3974 | 91.1315 | 31.4991 | 31.6477 | 31.6477 | 126.9962 | 47.433 | 132.1592
2020-05-01 03:54 | 0.00 | 15.8014 | 12.875 | 20.3153 | 9.2287 | 20.2766 | 11.957 | 8.4403 | 20.2327 | 13.8302 | 20.4323 | 23.3888 | 20.2585 | 38.9787 | 39.4427 | 20.4161 | 21.8968 | 8.1591 | 8.3135 | 8.3135 | 39.4427 | 8.546 | 41.7321
2020-05-01 03:55 | 0.00 | 0 | 0 | 0 | 0 | 0 | 0 | 0 | 0 | 0 | 0 | 0 | 0 | 0 | 0 | 0 | 0 | 0 | 0 | 0 | 0 | 0 | 0
2020-05-01 03:56 | 0.00 | 0 | 0 | 0 | 0 | 0 | 0 | 0 | 0 | 0 | 0 | 0 | 0 | 0 | 0 | 0 | 0 | 0 | 0 | 0 | 0 | 0 | 0
2020-05-01 03:57 | 0.00 | 0 | 0 | 0 | 0 | 0 | 0 | 0 | 0 | 0 | 0 | 0 | 0 | 0 | 0 | 0 | 0 | 0 | 0 | 0 | 0 | 0 | 0
2020-05-01 03:58 | 0.00 | 0 | 0 | 0 | 0 | 0 | 0 | 0 | 0 | 0 | 0 | 0 | 0 | 0 | 0 | 0 | 0 | 0 | 0 | 0 | 0 | 0 | 0
2020-05-01 03:59 | 0.00 | 0 | 0 | 0 | 0 | 0 | 0 | 0 | 0 | 0 | 0 | 0 | 0 | 0 | 0 | 0 | 0 | 0 | 0 | 0 | 0 | 0 | 0
2020-05-01 04:00 | 0.00 | 0 | 0 | 0 | 0 | 0 | 0 | 0 | 0 | 0 | 0 | 0 | 0 | 0 | 0 | 0 | 0 | 0 | 0 | 0 | 0 | 0 | 0
2020-05-01 04:01 | 0.00 | 0 | 0 | 0 | 0 | 0 | 0 | 0 | 0 | 0 | 0 | 0 | 0 | 0 | 0 | 0 | 0 | 0 | 0 | 0 | 0 | 0 | 0
2020-05-01 04:02 | 0.00 | 0 | 0 | 0 | 0 | 0 | 0 | 0 | 0 | 0 | 0 | 0 | 0 | 0 | 0 | 0 | 0 | 0 | 0 | 0 | 0 | 0 | 0
2020-05-01 04:03 | 0.00 | 0 | 0 | 0 | 0 | 0 | 0 | 0 | 0 | 0 | 0 | 0 | 0 | 0 | 0 | 0 | 0 | 0 | 0 | 0 | 0 | 0 | 0
2020-05-01 04:04 | 0.00 | 0 | 0 | 0 | 0 | 0 | 0 | 0 | 0 | 0 | 0 | 0 | 0 | 0 | 0 | 0 | 0 | 0 | 0 | 0 | 0 | 0 | 0
2020-05-01 04:05 | 0.00 | 0 | 0 | 0 | 0 | 0 | 0 | 0 | 0 | 0 | 0 | 0 | 0 | 0 | 0 | 0 | 0 | 0 | 0 | 0 | 0 | 0 | 0
2020-05-01 04:06 | 0.00 | 8.3936 | 9.869 | 8.8651 | 9.869 | 8.839 | 7.7655 | 10.5324 | 8.8094 | 9.8266 | 8.9528 | 8.7277 | 8.8268 | 8.7269 | 8.6613 | 8.939 | 10.4155 | 8.4326 | 8.5348 | 8.5348 | 8.6613 | 8.445 | 8.3808
2020-05-01 04:07 | 0.00 | 32.1203 | 35.8008 | 33.3558 | 35.8436 | 33.3181 | 30.2516 | 37.3704 | 33.2752 | 35.6916 | 33.47 | 33.0514 | 33.3004 | 32.7343 | 32.5989 | 33.4542 | 34.8685 | 32.2154 | 32.3638 | 32.3638 | 32.5989 | 32.3326 | 31.9903
2020-05-01 04:08 | 0.00 | 102.4864 | 114.9627 | 106.3449 | 115.8395 | 106.3215 | 95.7642 | 121.6048 | 106.2945 | 114.4873 | 106.4137 | 105.2407 | 106.3104 | 102.1043 | 101.7214 | 106.4044 | 106.7694 | 104.7906 | 104.8857 | 104.8857 | 101.7214 | 104.7213 | 99.8482
2020-05-01 04:09 | 0.00 | 159.1095 | 169.4796 | 162.5249 | 170.6225 | 162.5202 | 152.0197 | 174.8997 | 162.514 | 169.019 | 162.5344 | 161.4569 | 162.5177 | 156.21 | 155.8868 | 162.5336 | 161.5268 | 159.5689 | 159.5959 | 159.5959 | 155.8868 | 160.4269 | 154.2828
2020-05-01 04:10 | 0.00 | 242.3204 | 254.7283 | 246.6882 | 256.5934 | 246.727 | 231.9119 | 261.0332 | 246.7691 | 254.0998 | 246.5601 | 245.2871 | 246.7446 | 235.7125 | 235.348 | 246.5789 | 243.7144 | 241.1467 | 241.0178 | 241.0178 | 235.348 | 243.324 | 233.4662
2020-05-01 04:11 | 0.00 | 265.708 | 271.8488 | 268.9774 | 272.9372 | 269.0315 | 256.42 | 272.75 | 269.0907 | 271.512 | 268.8005 | 268.2398 | 269.0562 | 258.9684 | 258.8168 | 268.8263 | 266.1545 | 259.6096 | 259.4336 | 259.4336 | 258.8168 | 263.6226 | 257.9667
2020-05-01 04:12 | 0.00 | 273.99 | 273.2311 | 276.508 | 272.7233 | 276.5683 | 265.6918 | 266.4969 | 276.6343 | 273.3315 | 276.3118 | 276.749 | 276.5959 | 269.5734 | 269.6773 | 276.3403 | 273.9353 | 260.9203 | 260.7395 | 260.7395 | 269.6773 | 267.4752 | 270.0767
2020-05-01 04:13 | 0.00 | 280.6123 | 274.2063 | 283.2558 | 271.4855 | 283.3203 | 272.1313 | 258.7071 | 283.391 | 274.8046 | 283.0463 | 284.6041 | 283.3498 | 280.4883 | 280.8347 | 283.0767 | 280.5657 | 259.0175 | 258.8444 | 258.8444 | 280.8347 | 268.799 | 282.4103
2020-05-01 04:14 | 0.00 | 276.0898 | 263.0701 | 279.8025 | 256.4184 | 279.863 | 266.4392 | 233.8293 | 279.9293 | 264.4548 | 279.6055 | 282.8708 | 279.8907 | 284.6404 | 285.3061 | 279.6341 | 276.9479 | 240.9363 | 240.8105 | 240.8105 | 285.3061 | 255.8939 | 288.4324
2020-05-01 04:15 | 0.00 | 208.7571 | 194.8869 | 213.2692 | 185.8888 | 213.2882 | 199.8129 | 160.7695 | 213.3084 | 196.6503 | 213.2034 | 217.1343 | 213.2968 | 224.9994 | 225.7269 | 213.2133 | 210.8492 | 170.0329 | 170.0466 | 170.0466 | 225.7269 | 185.866 | 229.2091
2020-05-01 04:16 | 0.00 | 131.5071 | 120.5026 | 136.1446 | 111.4487 | 136.1324 | 124.0633 | 89.6982 | 136.1179 | 122.1919 | 136.1778 | 139.8363 | 136.1265 | 150.4401 | 151.0558 | 136.1735 | 135.7131 | 97.24 | 97.3446 | 97.3446 | 151.0558 | 110.8366 | 154.0376
2020-05-01 04:17 | 0.00 | 42.899 | 42.3131 | 43.471 | 41.6705 | 43.4344 | 41.7621 | 40.1239 | 43.3926 | 42.4301 | 43.5817 | 43.6607 | 43.4172 | 44.0708 | 44.0734 | 43.5664 | 44.9003 | 39.6632 | 39.8089 | 39.8089 | 44.0734 | 40.9076 | 44.1423
2020-05-01 04:18 | 0.00 | 11.0532 | 7.7885 | 16.6435 | 4.5614 | 16.6046 | 6.843 | 4.3987 | 16.5604 | 8.8674 | 16.7614 | 20.6007 | 16.5864 | 41.3193 | 41.9409 | 16.7451 | 18.2454 | 4.2129 | 4.3491 | 4.3491 | 41.9409 | 4.2624 | 45.0052
2020-05-01 04:19 | 0.00 | 0 | 0 | 0 | 0 | 0 | 0 | 0 | 0 | 0 | 0 | 0 | 0 | 0 | 0 | 0 | 0 | 0 | 0 | 0 | 0 | 0 | 0
2020-05-01 04:20 | 0.00 | 0 | 0 | 0 | 0 | 0 | 0 | 0 | 0 | 0 | 0 | 0 | 0 | 0 | 0 | 0 | 0 | 0 | 0 | 0 | 0 | 0 | 0
2020-05-01 04:21 | 0.00 | 0 | 0 | 0 | 0 | 0 | 0 | 0 | 0 | 0 | 0 | 0 | 0 | 0 | 0 | 0 | 0 | 0 | 0 | 0 | 0 | 0 | 0
2020-05-01 04:22 | 0.00 | 0 | 0 | 0 | 0 | 0 | 0 | 0 | 0 | 0 | 0 | 0 | 0 | 0 | 0 | 0 | 0 | 0 | 0 | 0 | 0 | 0 | 0
2020-05-01 04:23 | 0.00 | 0 | 0 | 0 | 0 | 0 | 0 | 0 | 0 | 0 | 0 | 0 | 0 | 0 | 0 | 0 | 0 | 0 | 0 | 0 | 0 | 0 | 0
2020-05-01 04:24 | 0.00 | 0 | 0 | 0 | 0 | 0 | 0 | 0 | 0 | 0 | 0 | 0 | 0 | 0 | 0 | 0 | 0 | 0 | 0 | 0 | 0 | 0 | 0
2020-05-01 04:25 | 0.00 | 0 | 0 | 0 | 0 | 0 | 0 | 0 | 0 | 0 | 0 | 0 | 0 | 0 | 0 | 0 | 0 | 0 | 0 | 0 | 0 | 0 | 0
2020-05-01 04:26 | 0.00 | 0 | 0 | 0 | 0 | 0 | 0 | 0 | 0 | 0 | 0 | 0 | 0 | 0 | 0 | 0 | 0 | 0 | 0 | 0 | 0 | 0 | 0
2020-05-01 04:27 | 0.00 | 0 | 0 | 0 | 0 | 0 | 0 | 0 | 0 | 0 | 0 | 0 | 0 | 0 | 0 | 0 | 0 | 0 | 0 | 0 | 0 | 0 | 0
2020-05-01 04:28 | 0.00 | 0 | 0 | 0 | 0 | 0 | 0 | 0 | 0 | 0 | 0 | 0 | 0 | 0 | 0 | 0 | 0 | 0 | 0 | 0 | 0 | 0 | 0
2020-05-01 04:29 | 0.00 | 0 | 0 | 0 | 0 | 0 | 0 | 0 | 0 | 0 | 0 | 0 | 0 | 0 | 0 | 0 | 0.069114 | 0 | 0 | 0 | 0 | 0 | 0
2020-05-01 04:30 | 0.00 | 22.4013 | 38.8965 | 27.1856 | 38.7914 | 27.1475 | 17.3168 | 47.1677 | 27.1042 | 38.4336 | 27.3007 | 26.265 | 27.1297 | 27.6007 | 27.157 | 27.2847 | 28.722 | 26.0786 | 26.2281 | 26.2281 | 27.157 | 25.0633 | 25.0336
2020-05-01 04:31 | 0.00 | 76.8054 | 107.4601 | 85.9869 | 108.3231 | 85.9576 | 63.9477 | 123.266 | 85.9241 | 106.4934 | 86.0743 | 83.8979 | 85.9438 | 82.9883 | 82.1491 | 86.0623 | 86.8568 | 85.3171 | 85.4333 | 85.4333 | 82.1491 | 83.2745 | 78.004
2020-05-01 04:32 | 0.00 | 171.7492 | 211.3418 | 183.3805 | 213.9549 | 183.3842 | 152.7989 | 233.2386 | 183.3873 | 209.8807 | 183.3634 | 180.0987 | 183.3856 | 173.1251 | 171.9832 | 183.3663 | 181.7547 | 183.6503 | 183.6402 | 183.6402 | 171.9832 | 181.2998 | 166.248
2020-05-01 04:33 | 0.00 | 246.0083 | 275.2186 | 254.6259 | 278.4154 | 254.6696 | 229.3806 | 292.3909 | 254.7171 | 273.936 | 254.4823 | 251.7568 | 254.6894 | 240.3198 | 239.4523 | 254.5033 | 251.6396 | 253.1011 | 252.9441 | 252.9441 | 239.4523 | 252.7582 | 235.0388
2020-05-01 04:34 | 0.00 | 258.8671 | 274.4052 | 264.013 | 276.7424 | 264.0645 | 246.8885 | 282.9373 | 264.1207 | 273.6203 | 263.8446 | 262.2664 | 264.0879 | 251.2896 | 250.8294 | 263.8691 | 261.4443 | 259.1263 | 258.9483 | 258.9483 | 250.8294 | 261 | 248.4469
2020-05-01 04:35 | 0.00 | 81.8578 | 81.9278 | 82.2898 | 81.9444 | 82.2603 | 80.3964 | 81.0895 | 82.2265 | 81.9228 | 82.378 | 82.194 | 82.2464 | 80.7624 | 80.726 | 82.3659 | 83.1799 | 79.6495 | 79.7686 | 79.7686 | 80.726 | 80.7121 | 80.5953
2020-05-01 04:36 | 0.00 | 169.5825 | 169.4207 | 170.7148 | 169.3284 | 170.7166 | 165.7439 | 166.7186 | 170.7176 | 169.4395 | 170.7036 | 170.7057 | 170.7172 | 167.1029 | 167.111 | 170.7057 | 169.6958 | 163.772 | 163.7831 | 163.7831 | 167.111 | 166.6817 | 167.1433
2020-05-01 04:37 | 0.00 | 164.4106 | 162.3265 | 165.5564 | 161.4735 | 165.5549 | 160.6326 | 156.7331 | 165.5523 | 162.5159 | 165.5558 | 165.9216 | 165.554 | 163.5131 | 163.5991 | 165.5564 | 164.4053 | 155.861 | 155.8885 | 155.8885 | 163.5991 | 159.7657 | 164.0173
2020-05-01 04:38 | 0.00 | 112.0789 | 111.467 | 112.7342 | 111.1651 | 112.7109 | 109.9733 | 109.0985 | 112.6841 | 111.5301 | 112.8025 | 112.7963 | 112.6999 | 111.2553 | 111.2566 | 112.7932 | 113.1467 | 107.9168 | 108.0149 | 108.0149 | 111.2566 | 109.829 | 111.2987
2020-05-01 04:39 | 0.00 | 22.8967 | 22.8535 | 23.0143 | 22.841 | 22.9759 | 22.4939 | 22.5358 | 22.9321 | 22.856 | 23.1308 | 22.9311 | 22.9578 | 22.5738 | 22.5317 | 23.1146 | 24.5816 | 22.0133 | 22.1643 | 22.1643 | 22.5317 | 22.3676 | 22.3893
2020-05-01 04:40 | 0.00 | 1.1761 | 1.1555 | 1.1793 | 1.1547 | 1.1459 | 1.1575 | 1.1201 | 1.1084 | 1.1557 | 1.2993 | 1.1077 | 1.1304 | 1.1049 | 1.0681 | 1.2827 | 2.8315 | 0.93793 | 1.0456 | 1.0456 | 1.0681 | 0.9853 | 0.96132
2020-05-01 04:41 | 0.00 | 0.067651 | 0.05978 | 0.067145 | 0.059355 | 0.05395 | 0.067103 | 0.049888 | 0.038957 | 0.059857 | 0.10715 | 0.038806 | 0.047766 | 0.044957 | 0.030402 | 0.1016 | 0.94452 | 0.0019742 | 0.027813 | 0.027813 | 0.030402 | 0.010806 | 0.0052241
2020-05-01 04:42 | 0.00 | 0.025683 | 0.021948 | 0.028122 | 0.021948 | 0.021525 | 0.025725 | 0.017706 | 0.014029 | 0.021948 | 0.048126 | 0.016862 | 0.018433 | 0.040816 | 0.03411 | 0.045348 | 0.36008 | 0 | 0.0056681 | 0.0056681 | 0.03411 | 0 | 0.012126
2020-05-01 04:43 | 0.00 | 0 | 0 | 0 | 0 | 0 | 0 | 0 | 0 | 0 | 0 | 0 | 0 | 0 | 0 | 0 | 0 | 0 | 0 | 0 | 0 | 0 | 0
2020-05-01 04:44 | 0.00 | 0 | 0 | 0 | 0 | 0 | 0 | 0 | 0 | 0 | 0 | 0 | 0 | 0 | 0 | 0 | 0 | 0 | 0 | 0 | 0 | 0 | 0
2020-05-01 04:45 | 0.00 | 0 | 0 | 0 | 0 | 0 | 0 | 0 | 0 | 0 | 0 | 0 | 0 | 0 | 0 | 0 | 0 | 0 | 0 | 0 | 0 | 0 | 0
2020-05-01 04:46 | 0.00 | 0 | 0 | 0 | 0 | 0 | 0 | 0 | 0 | 0 | 0 | 0 | 0 | 0 | 0 | 0 | 0 | 0 | 0 | 0 | 0 | 0 | 0
2020-05-01 04:47 | 0.00 | 0 | 0 | 0 | 0 | 0 | 0 | 0 | 0 | 0 | 0 | 0 | 0 | 0 | 0 | 0 | 0 | 0 | 0 | 0 | 0 | 0 | 0
2020-05-01 04:48 | 0.00 | 0 | 0 | 0 | 0 | 0 | 0 | 0 | 0 | 0 | 0 | 0 | 0 | 0 | 0 | 0 | 0 | 0 | 0 | 0 | 0 | 0 | 0
2020-05-01 04:49 | 0.00 | 0 | 0 | 0 | 0 | 0 | 0 | 0 | 0 | 0 | 0 | 0 | 0 | 0 | 0 | 0 | 0 | 0 | 0 | 0 | 0 | 0 | 0
2020-05-01 04:50 | 0.00 | 0 | 0 | 0 | 0 | 0 | 0 | 0 | 0 | 0 | 0 | 0 | 0 | 0 | 0 | 0 | 0 | 0 | 0 | 0 | 0 | 0 | 0
2020-05-01 04:51 | 0.00 | 0 | 0 | 0 | 0 | 0 | 0 | 0 | 0 | 0 | 0 | 0 | 0 | 0 | 0 | 0 | 0 | 0 | 0 | 0 | 0 | 0 | 0
2020-05-01 04:52 | 0.00 | 0 | 0 | 0 | 0 | 0 | 0 | 0 | 0 | 0 | 0 | 0 | 0 | 0 | 0 | 0 | 0 | 0 | 0 | 0 | 0 | 0 | 0
2020-05-01 04:53 | 0.00 | 0 | 0 | 0 | 0 | 0 | 0 | 0.016646 | 0 | 0 | 0 | 0 | 0 | 0 | 0 | 0 | 0.12673 | 0 | 0 | 0 | 0 | 0 | 0
2020-05-01 04:54 | 0.00 | 18.8845 | 29.8255 | 22.0343 | 29.7297 | 21.9957 | 15.6359 | 35.3403 | 21.9517 | 29.5171 | 22.1513 | 21.4083 | 21.9775 | 22.3054 | 21.9984 | 22.135 | 23.6148 | 21.0564 | 21.208 | 21.208 | 21.9984 | 20.4609 | 20.555
2020-05-01 04:55 | 0.00 | 80.3154 | 118.3525 | 91.71 | 119.2876 | 91.6818 | 64.7246 | 137.7046 | 91.6494 | 117.1799 | 91.794 | 89.1878 | 91.6685 | 88.7453 | 87.7181 | 91.7825 | 92.4996 | 91.2145 | 91.3265 | 91.3265 | 87.7181 | 88.4835 | 82.6292
2020-05-01 04:56 | 0.00 | 94.0914 | 101.5805 | 96.5157 | 102.2012 | 96.4905 | 89.503 | 105.3929 | 96.4615 | 101.2808 | 96.5903 | 95.7808 | 96.4786 | 93.103 | 92.8543 | 96.5801 | 97.0768 | 94.7902 | 94.892 | 94.892 | 92.8543 | 95.1076 | 91.6552
2020-05-01 04:57 | 0.00 | 157.4187 | 168.6164 | 160.9688 | 169.9808 | 160.9684 | 149.9638 | 174.8275 | 160.967 | 168.1002 | 160.9647 | 159.7699 | 160.9679 | 153.9295 | 153.5748 | 160.9658 | 160.1596 | 158.5432 | 158.5531 | 158.5531 | 153.5748 | 159.2188 | 151.806
2020-05-01 04:58 | 0.00 | 192.6353 | 199.9453 | 195.3675 | 201.0768 | 195.3769 | 185.914 | 203.3347 | 195.3864 | 199.5697 | 195.3322 | 194.4914 | 195.381 | 188.1883 | 187.9578 | 195.3378 | 193.3745 | 191.0457 | 191.0224 | 191.0224 | 187.9578 | 192.7641 | 186.7935
2020-05-01 04:59 | 0.00 | 197.1878 | 198.9299 | 198.7882 | 199.3063 | 198.8014 | 192.1218 | 197.7918 | 198.8151 | 198.8237 | 198.7411 | 198.5136 | 198.8072 | 193.3121 | 193.263 | 198.7483 | 197.092 | 192.0268 | 191.9954 | 191.9954 | 193.263 | 194.9236 | 192.9932
2020-05-01 05:00 | 0.00 | 186.6661 | 186.6239 | 187.9266 | 186.5844 | 187.9332 | 182.3692 | 183.8281 | 187.9394 | 186.6313 | 187.9007 | 187.8951 | 187.9359 | 183.75 | 183.7578 | 187.9048 | 186.1296 | 180.4118 | 180.4058 | 180.4058 | 183.7578 | 183.5828 | 183.78
2020-05-01 05:01 | 0.00 | 188.6088 | 186.7108 | 189.8449 | 186.0033 | 189.8531 | 184.3804 | 181.2596 | 189.8612 | 186.8728 | 189.8136 | 190.1609 | 189.8566 | 187.0075 | 187.0931 | 189.8185 | 188.3776 | 179.8474 | 179.8407 | 179.8407 | 187.0931 | 183.9444 | 187.4934
2020-05-01 05:02 | 0.00 | 123.7493 | 123.1857 | 124.4373 | 122.929 | 124.4175 | 121.4825 | 120.842 | 124.3945 | 123.2406 | 124.4946 | 124.4854 | 124.4081 | 122.6879 | 122.6899 | 124.4869 | 124.5861 | 119.4877 | 119.5732 | 119.5732 | 122.6899 | 121.4765 | 122.7295
2020-05-01 05:03 | 0.00 | 116.6853 | 114.7124 | 117.7527 | 113.437 | 117.731 | 113.9866 | 109.0454 | 117.7059 | 114.9627 | 117.8161 | 118.2378 | 117.7207 | 118.0163 | 118.0938 | 117.8075 | 118.0468 | 109.0195 | 109.1164 | 109.1164 | 118.0938 | 112.2917 | 118.5022
2020-05-01 05:04 | 0.00 | 99.3932 | 95.5257 | 101.1961 | 92.4991 | 101.1708 | 95.9978 | 84.6344 | 101.1417 | 96.0971 | 101.2709 | 102.4031 | 101.1589 | 105.1322 | 105.3239 | 101.2607 | 101.764 | 86.4075 | 86.5238 | 86.5238 | 105.3239 | 91.6372 | 106.2886
2020-05-01 05:05 | 0.00 | 41.3556 | 40.8423 | 41.8557 | 40.3067 | 41.8188 | 40.3173 | 38.9563 | 41.7769 | 40.9406 | 41.9671 | 42.0011 | 41.8015 | 42.2551 | 42.2508 | 41.9517 | 43.3023 | 38.4731 | 38.6194 | 38.6194 | 42.2508 | 39.5853 | 42.2876
2020-05-01 05:06 | 0.00 | 15.2219 | 14.2262 | 16.6237 | 13.0489 | 16.5847 | 13.8458 | 12.7477 | 16.5404 | 14.5228 | 16.7417 | 17.4935 | 16.5665 | 21.9679 | 22.0785 | 16.7253 | 18.229 | 12.3629 | 12.5165 | 12.5165 | 22.0785 | 12.6074 | 22.6717
2020-05-01 05:07 | 0.00 | 0 | 0 | 0 | 0 | 0 | 0 | 0 | 0 | 0 | 0 | 0 | 0 | 0 | 0 | 0 | 0 | 0 | 0 | 0 | 0 | 0 | 0
2020-05-01 05:08 | 0.00 | 0 | 0 | 0 | 0 | 0 | 0 | 0 | 0 | 0 | 0 | 0 | 0 | 0 | 0 | 0 | 0 | 0 | 0 | 0 | 0 | 0 | 0
2020-05-01 05:09 | 0.00 | 0 | 0 | 0 | 0 | 0 | 0 | 0 | 0 | 0 | 0 | 0 | 0 | 0 | 0 | 0 | 0 | 0 | 0 | 0 | 0 | 0 | 0
2020-05-01 05:10 | 0.00 | 0 | 0 | 0 | 0 | 0 | 0 | 0 | 0 | 0 | 0 | 0 | 0 | 0 | 0 | 0 | 0 | 0 | 0 | 0 | 0 | 0 | 0
2020-05-01 05:11 | 0.00 | 0 | 0 | 0 | 0 | 0 | 0 | 0 | 0 | 0 | 0 | 0 | 0 | 0 | 0 | 0 | 0 | 0 | 0 | 0 | 0 | 0 | 0
2020-05-01 05:12 | 0.00 | 0 | 0 | 0 | 0 | 0 | 0 | 0 | 0 | 0 | 0 | 0 | 0 | 0 | 0 | 0 | 0 | 0 | 0 | 0 | 0 | 0 | 0
2020-05-01 05:13 | 0.00 | 0 | 0 | 0 | 0 | 0 | 0 | 0 | 0 | 0 | 0 | 0 | 0 | 0 | 0 | 0 | 0 | 0 | 0 | 0 | 0 | 0 | 0
2020-05-01 05:14 | 0.00 | 0 | 0 | 0 | 0 | 0 | 0 | 0 | 0 | 0 | 0 | 0 | 0 | 0 | 0 | 0 | 0 | 0 | 0 | 0 | 0 | 0 | 0
2020-05-01 05:15 | 0.00 | 0 | 0 | 0 | 0 | 0 | 0 | 0 | 0 | 0 | 0 | 0 | 0 | 0 | 0 | 0 | 0 | 0 | 0 | 0 | 0 | 0 | 0
2020-05-01 05:16 | 0.00 | 0 | 0 | 0 | 0 | 0 | 0 | 0 | 0 | 0 | 0 | 0 | 0 | 0 | 0 | 0 | 0 | 0 | 0 | 0 | 0 | 0 | 0
2020-05-01 05:17 | 0.00 | 0 | 0 | 0 | 0 | 0 | 0 | 0 | 0 | 0 | 0 | 0 | 0 | 0 | 0 | 0 | 0.068707 | 0 | 0 | 0 | 0 | 0 | 0
2020-05-01 05:18 | 0.00 | 21.9381 | 48.9211 | 29.4761 | 48.6933 | 29.4382 | 14.7771 | 62.9528 | 29.395 | 48.1541 | 29.5909 | 28.0644 | 29.4204 | 30.6593 | 29.9665 | 29.575 | 31.0042 | 28.2838 | 28.4329 | 28.4329 | 29.9665 | 26.4188 | 26.6354
2020-05-01 05:19 | 0.00 | 90.3374 | 134.2222 | 103.3174 | 135.5789 | 103.2921 | 72.3033 | 157.162 | 103.263 | 132.8262 | 103.3923 | 100.31 | 103.2801 | 99.104 | 97.9114 | 103.382 | 103.8862 | 103.5663 | 103.6667 | 103.6667 | 97.9114 | 100.2145 | 91.9896
2020-05-01 05:20 | 0.00 | 169.4528 | 209.1776 | 180.923 | 212.0466 | 180.9252 | 150.6597 | 231.7702 | 180.9267 | 207.6704 | 180.9106 | 177.5331 | 180.926 | 169.9954 | 168.8368 | 180.9129 | 179.3985 | 181.9671 | 181.9615 | 181.9615 | 168.8368 | 179.4008 | 163.0265
2020-05-01 05:21 | 0.00 | 236.767 | 265.6344 | 245.1014 | 269.009 | 245.1382 | 220.5662 | 283.1369 | 245.1782 | 264.3328 | 244.9794 | 242.1685 | 245.155 | 230.4665 | 229.5915 | 244.9973 | 242.0258 | 244.3785 | 244.2453 | 244.2453 | 229.5915 | 243.8012 | 225.1557
2020-05-01 05:22 | 0.00 | 286.3123 | 304.0777 | 292.0131 | 307.0312 | 292.0824 | 272.7042 | 314.432 | 292.1585 | 303.1367 | 291.7881 | 289.927 | 292.1141 | 276.6505 | 276.1197 | 291.8207 | 289.2801 | 287.2637 | 287.0193 | 287.0193 | 276.1197 | 289.2034 | 273.3577
2020-05-01 05:23 | 0.00 | 282.9454 | 289.4087 | 286.2685 | 290.8365 | 286.3348 | 273.0332 | 290.8234 | 286.4075 | 289.0108 | 286.053 | 285.399 | 286.3651 | 274.7174 | 274.5525 | 286.0843 | 283.581 | 276.8579 | 276.6375 | 276.6375 | 274.5525 | 281.0429 | 273.618
2020-05-01 05:24 | 0.00 | 326.3927 | 325.3621 | 329.2608 | 325.083 | 329.3606 | 316.2475 | 317.7056 | 329.4705 | 325.4354 | 328.9395 | 329.4856 | 329.4064 | 319.7368 | 319.8783 | 328.9858 | 327.2153 | 310.9905 | 310.6755 | 310.6755 | 319.8783 | 318.904 | 320.3966
2020-05-01 05:25 | 0.00 | 298.1175 | 290.7502 | 300.6056 | 288.0735 | 300.6832 | 289.4373 | 274.3932 | 300.7684 | 291.369 | 300.3546 | 302.0012 | 300.7188 | 297.1097 | 297.4911 | 300.391 | 298.14 | 275.5054 | 275.2891 | 275.2891 | 297.4911 | 285.8162 | 299.2178
2020-05-01 05:26 | 0.00 | 287.2599 | 273.7578 | 290.5502 | 267.5214 | 290.6211 | 277.993 | 245.0672 | 290.6989 | 275.0932 | 290.3203 | 293.5026 | 290.6536 | 294.3192 | 294.9886 | 290.3537 | 288.0371 | 252.9003 | 252.7384 | 252.7384 | 294.9886 | 267.6253 | 298.1187
2020-05-01 05:27 | 0.00 | 234.8664 | 217.793 | 239.5929 | 207.5415 | 239.63 | 225.098 | 177.7636 | 239.6701 | 219.836 | 239.4702 | 244.0348 | 239.6468 | 252.5234 | 253.3876 | 239.4882 | 237.1219 | 190.1823 | 190.1563 | 190.1563 | 253.3876 | 208.5743 | 257.4989
2020-05-01 05:28 | 0.00 | 83.0769 | 81.891 | 83.9342 | 80.9115 | 83.9037 | 81.1087 | 77.9259 | 83.8688 | 82.0743 | 84.0254 | 84.2666 | 83.8894 | 84.3742 | 84.4103 | 84.0129 | 84.8962 | 77.5667 | 77.6919 | 77.6919 | 84.4103 | 79.8614 | 84.632
2020-05-01 05:29 | 0.00 | 53.9099 | 51.8295 | 55.6142 | 49.4106 | 55.5788 | 51.4561 | 45.5094 | 55.5385 | 52.2775 | 55.7209 | 56.6293 | 55.5622 | 60.3117 | 60.4436 | 55.7061 | 56.9469 | 45.4866 | 45.6304 | 45.6304 | 60.4436 | 48.349 | 61.1333
2020-05-01 05:30 | 0.00 | 16.1329 | 12.8575 | 20.4758 | 9.2455 | 20.4438 | 12.3486 | 8.39 | 20.4074 | 13.8055 | 20.5731 | 23.5305 | 20.4288 | 38.8167 | 39.2867 | 20.5594 | 22.0367 | 8.1496 | 8.2782 | 8.2782 | 39.2867 | 8.6188 | 41.6079
2020-05-01 05:31 | 0.00 | 0 | 0 | 0 | 0 | 0 | 0 | 0 | 0 | 0 | 0 | 0 | 0 | 0 | 0 | 0 | 0 | 0 | 0 | 0 | 0 | 0 | 0
2020-05-01 05:32 | 0.00 | 0 | 0 | 0 | 0 | 0 | 0 | 0 | 0 | 0 | 0 | 0 | 0 | 0 | 0 | 0 | 0 | 0 | 0 | 0 | 0 | 0 | 0
2020-05-01 05:33 | 0.00 | 0 | 0 | 0 | 0 | 0 | 0 | 0 | 0 | 0 | 0 | 0 | 0 | 0 | 0 | 0 | 0 | 0 | 0 | 0 | 0 | 0 | 0
2020-05-01 05:34 | 0.00 | 0 | 0 | 0 | 0 | 0 | 0 | 0 | 0 | 0 | 0 | 0 | 0 | 0 | 0 | 0 | 0 | 0 | 0 | 0 | 0 | 0 | 0
2020-05-01 05:35 | 0.00 | 0 | 0 | 0 | 0 | 0 | 0 | 0 | 0 | 0 | 0 | 0 | 0 | 0 | 0 | 0 | 0 | 0 | 0 | 0 | 0 | 0 | 0
2020-05-01 05:36 | 0.00 | 0 | 0 | 0 | 0 | 0 | 0 | 0 | 0 | 0 | 0 | 0 | 0 | 0 | 0 | 0 | 0 | 0 | 0 | 0 | 0 | 0 | 0
2020-05-01 05:37 | 0.00 | 0 | 0 | 0 | 0 | 0 | 0 | 0 | 0 | 0 | 0 | 0 | 0 | 0 | 0 | 0 | 0 | 0 | 0 | 0 | 0 | 0 | 0
2020-05-01 05:38 | 0.00 | 0 | 0 | 0 | 0 | 0 | 0 | 0 | 0 | 0 | 0 | 0 | 0 | 0 | 0 | 0 | 0 | 0 | 0 | 0 | 0 | 0 | 0
2020-05-01 05:39 | 0.00 | 0 | 0 | 0 | 0 | 0 | 0 | 0 | 0 | 0 | 0 | 0 | 0 | 0 | 0 | 0 | 0 | 0 | 0 | 0 | 0 | 0 | 0
2020-05-01 05:40 | 0.00 | 0 | 0 | 0 | 0 | 0 | 0 | 0 | 0 | 0 | 0 | 0 | 0 | 0 | 0 | 0 | 0 | 0 | 0 | 0 | 0 | 0 | 0
2020-05-01 05:41 | 0.00 | 0 | 0 | 0 | 0 | 0 | 0 | 0 | 0 | 0 | 0 | 0 | 0 | 0 | 0 | 0 | 0.023808 | 0 | 0 | 0 | 0 | 0 | 0
2020-05-01 05:42 | 0.00 | 20.3286 | 34.1373 | 24.3033 | 34.1349 | 24.265 | 15.9827 | 41.2058 | 24.2215 | 33.7379 | 24.4192 | 23.4889 | 24.247 | 24.4266 | 24.0457 | 24.4031 | 25.8573 | 23.5374 | 23.6877 | 23.6877 | 24.0457 | 22.6381 | 22.2335
2020-05-01 05:43 | 0.00 | 90.3067 | 134.7766 | 103.395 | 136.2218 | 103.3697 | 72.1322 | 158.1823 | 103.3406 | 133.3517 | 103.4698 | 100.32 | 103.3577 | 98.9889 | 97.777 | 103.4596 | 103.9635 | 103.9631 | 104.0631 | 104.0631 | 97.777 | 100.4677 | 91.7596
2020-05-01 05:44 | 0.00 | 171.2516 | 211.8298 | 182.8823 | 214.8632 | 182.8855 | 152.1549 | 235.1374 | 182.888 | 210.2748 | 182.867 | 179.3781 | 182.8866 | 171.4778 | 170.2886 | 182.8696 | 181.287 | 184.372 | 184.3621 | 184.3621 | 170.2886 | 181.6247 | 164.324
2020-05-01 05:45 | 0.00 | 239.4634 | 268.8981 | 247.8711 | 272.4566 | 247.9097 | 223.0482 | 287.0246 | 247.9516 | 267.5522 | 247.7435 | 244.8382 | 247.9272 | 232.6637 | 231.7673 | 247.7622 | 244.8017 | 247.5207 | 247.38 | 247.38 | 231.7673 | 246.8256 | 227.2238
2020-05-01 05:46 | 0.00 | 287.703 | 305.6319 | 293.3788 | 308.74 | 293.4491 | 274.0221 | 316.3438 | 293.5263 | 304.662 | 293.1506 | 291.2265 | 293.4813 | 277.5197 | 276.9792 | 293.1837 | 290.6615 | 288.8916 | 288.6427 | 288.6427 | 276.9792 | 290.7775 | 274.1697
2020-05-01 05:47 | 0.00 | 319.0713 | 326.7977 | 322.9223 | 328.6596 | 323.0164 | 307.3502 | 328.8712 | 323.1201 | 326.2983 | 322.6188 | 321.8567 | 323.0596 | 308.7722 | 308.5829 | 322.6626 | 320.7189 | 312.308 | 311.9897 | 311.9897 | 308.5829 | 317.1409 | 307.4815
2020-05-01 05:48 | 0.00 | 328.7509 | 327.4974 | 331.5783 | 327.3131 | 331.6799 | 318.4422 | 319.75 | 331.7918 | 327.5623 | 331.2514 | 331.7789 | 331.7265 | 321.5011 | 321.6454 | 331.2985 | 329.5662 | 313.0878 | 312.7671 | 312.7671 | 321.6454 | 321.1532 | 322.176
2020-05-01 05:49 | 0.00 | 318.3911 | 309.4643 | 321.0706 | 306.4089 | 321.1631 | 308.7173 | 290.5714 | 321.265 | 310.1853 | 320.772 | 322.7034 | 321.2056 | 317.112 | 317.5649 | 320.8152 | 318.8277 | 292.5293 | 292.2698 | 292.2698 | 317.5649 | 304.2914 | 319.6177
2020-05-01 05:50 | 0.00 | 286.8727 | 271.8675 | 290.2771 | 265.0909 | 290.3451 | 277.2129 | 240.7784 | 290.4197 | 273.3279 | 290.0563 | 293.4958 | 290.3763 | 294.6467 | 295.3735 | 290.0883 | 287.5212 | 249.8756 | 249.729 | 249.729 | 295.3735 | 265.6352 | 298.7896
2020-05-01 05:51 | 0.00 | 243.978 | 224.0633 | 249.3037 | 212.1687 | 249.3431 | 233.1852 | 178.0415 | 249.3858 | 226.4374 | 249.1737 | 254.4811 | 249.361 | 264.8837 | 265.8884 | 249.1928 | 246.2238 | 192.9145 | 192.8899 | 192.8899 | 265.8884 | 213.7994 | 270.6779
2020-05-01 05:52 | 0.00 | 151.7314 | 135.6047 | 158.2007 | 122.4007 | 158.1943 | 141.8889 | 91.7415 | 158.186 | 138.0736 | 158.216 | 163.6335 | 158.191 | 180.0012 | 180.9092 | 158.2143 | 157.3391 | 103.4582 | 103.559 | 103.559 | 180.9092 | 122.3469 | 185.2866
2020-05-01 05:53 | 0.00 | 85.3777 | 69.2041 | 95.6939 | 51.5226 | 95.667 | 73.1027 | 23.985 | 95.6361 | 72.4759 | 95.7737 | 103.4684 | 95.6543 | 133.4054 | 134.5911 | 95.7628 | 96.3823 | 31.3713 | 31.5199 | 31.5199 | 134.5911 | 49.4252 | 140.3247
2020-05-01 05:54 | 0.00 | 16.8784 | 13.7262 | 20.8106 | 10.2625 | 20.7719 | 13.3283 | 9.4142 | 20.728 | 14.6067 | 20.9275 | 23.5601 | 20.7538 | 37.0729 | 37.4896 | 20.9113 | 22.39 | 9.1174 | 9.2717 | 9.2717 | 37.4896 | 9.6167 | 39.555
2020-05-01 05:55 | 0.00 | 0 | 0 | 0 | 0 | 0 | 0 | 0 | 0 | 0 | 0 | 0 | 0 | 0 | 0 | 0 | 0 | 0 | 0 | 0 | 0 | 0 | 0
2020-05-01 05:56 | 0.00 | 0 | 0 | 0 | 0 | 0 | 0 | 0 | 0 | 0 | 0 | 0 | 0 | 0 | 0 | 0 | 0 | 0 | 0 | 0 | 0 | 0 | 0
2020-05-01 05:57 | 0.00 | 0 | 0 | 0 | 0 | 0 | 0 | 0 | 0 | 0 | 0 | 0 | 0 | 0 | 0 | 0 | 0 | 0 | 0 | 0 | 0 | 0 | 0
2020-05-01 05:58 | 0.00 | 0 | 0 | 0 | 0 | 0 | 0 | 0 | 0 | 0 | 0 | 0 | 0 | 0 | 0 | 0 | 0 | 0 | 0 | 0 | 0 | 0 | 0
2020-05-01 05:59 | 0.00 | 0 | 0 | 0 | 0 | 0 | 0 | 0 | 0 | 0 | 0 | 0 | 0 | 0 | 0 | 0 | 0 | 0 | 0 | 0 | 0 | 0 | 0
2020-05-01 06:00 | 0.00 | 0 | 0 | 0 | 0 | 0 | 0 | 0 | 0 | 0 | 0 | 0 | 0 | 0 | 0 | 0 | 0 | 0 | 0 | 0 | 0 | 0 | 0
2020-05-01 06:01 | 0.00 | 0 | 0 | 0 | 0 | 0 | 0 | 0 | 0 | 0 | 0 | 0 | 0 | 0 | 0 | 0 | 0 | 0 | 0 | 0 | 0 | 0 | 0
2020-05-01 06:02 | 0.00 | 0 | 0 | 0 | 0 | 0 | 0 | 0 | 0 | 0 | 0 | 0 | 0 | 0 | 0 | 0 | 0 | 0 | 0 | 0 | 0 | 0 | 0
2020-05-01 06:03 | 0.00 | 0 | 0 | 0 | 0 | 0 | 0 | 0 | 0 | 0 | 0 | 0 | 0 | 0 | 0 | 0 | 0 | 0 | 0 | 0 | 0 | 0 | 0
2020-05-01 06:04 | 0.00 | 0 | 0 | 0 | 0 | 0 | 0 | 0 | 0 | 0 | 0 | 0 | 0 | 0 | 0 | 0 | 0 | 0 | 0 | 0 | 0 | 0 | 0
2020-05-01 06:05 | 0.00 | 0 | 0 | 0 | 0 | 0 | 0 | 0 | 0 | 0 | 0 | 0 | 0 | 0 | 0 | 0 | 0 | 0 | 0 | 0 | 0 | 0 | 0
2020-05-01 06:06 | 0.00 | 17.432 | 31.0285 | 21.3574 | 31.0875 | 21.319 | 12.9852 | 38.0371 | 21.2754 | 30.6308 | 21.4735 | 20.53 | 21.301 | 21.3715 | 20.9934 | 21.4574 | 22.9177 | 20.8398 | 20.9691 | 20.9691 | 20.9934 | 19.8695 | 19.2105
2020-05-01 06:07 | 0.00 | 64.5276 | 94.3077 | 73.3539 | 95.1811 | 73.3225 | 52.3921 | 109.718 | 73.2866 | 93.3691 | 73.4481 | 71.3015 | 73.3078 | 70.6654 | 69.8437 | 73.4351 | 74.3856 | 73.3785 | 73.502 | 73.502 | 69.8437 | 71.1162 | 65.7903
2020-05-01 06:08 | 0.00 | 142.9718 | 169.6593 | 150.6165 | 171.899 | 150.6095 | 129.9474 | 185.2079 | 150.6007 | 168.5962 | 150.6334 | 148.1891 | 150.6059 | 141.825 | 141.0201 | 150.6314 | 149.7945 | 151.203 | 151.2327 | 151.2327 | 141.0201 | 149.6628 | 137.0029
2020-05-01 06:09 | 0.00 | 138.5476 | 149.3165 | 141.8432 | 150.6659 | 141.8365 | 131.7121 | 155.5222 | 141.8281 | 148.8157 | 141.859 | 140.6596 | 141.8331 | 135.2664 | 134.9137 | 141.8572 | 141.4318 | 140.2037 | 140.2354 | 140.2354 | 134.9137 | 140.5712 | 133.1654
2020-05-01 06:10 | 0.00 | 277.6643 | 294.5397 | 282.948 | 297.5812 | 283.0115 | 264.7686 | 304.824 | 283.081 | 293.6088 | 282.7416 | 280.8682 | 283.0405 | 267.615 | 267.0966 | 282.7715 | 280.1873 | 278.938 | 278.7132 | 278.7132 | 267.0966 | 280.6731 | 264.4099
2020-05-01 06:11 | 0.00 | 321.5061 | 329.0729 | 325.2214 | 331.0415 | 325.3177 | 309.9479 | 331.3341 | 325.4237 | 328.5614 | 324.9112 | 324.1283 | 325.3618 | 310.8254 | 310.6367 | 324.956 | 323.0823 | 315.0301 | 314.7027 | 314.7027 | 310.6367 | 319.7514 | 309.5354
2020-05-01 06:12 | 0.00 | 293.1328 | 291.7088 | 295.4542 | 291.5794 | 295.5296 | 284.3809 | 284.8983 | 295.6124 | 291.7696 | 295.21 | 295.6074 | 295.5641 | 286.6457 | 286.7642 | 295.2454 | 293.1696 | 279.5049 | 279.2711 | 279.2711 | 286.7642 | 286.4819 | 287.2145
2020-05-01 06:13 | 0.00 | 311.3236 | 302.5579 | 313.7631 | 299.7384 | 313.8496 | 302.1604 | 284.5402 | 313.9447 | 303.2383 | 313.4838 | 315.2916 | 313.8892 | 309.6534 | 310.0851 | 313.5242 | 311.3771 | 286.6574 | 286.4145 | 286.4145 | 310.0851 | 297.8978 | 312.0459
2020-05-01 06:14 | 0.00 | 277.1097 | 262.6666 | 280.1995 | 256.3562 | 280.26 | 268.079 | 233.2914 | 280.3263 | 264.04 | 280.0025 | 283.2081 | 280.2877 | 284.021 | 284.7051 | 280.0311 | 277.3223 | 242.1823 | 242.0544 | 242.0544 | 284.7051 | 257.0742 | 287.9275
2020-05-01 06:15 | 0.00 | 228.4854 | 210.0494 | 233.2021 | 199.3372 | 233.2316 | 218.737 | 168.2157 | 233.2634 | 212.2023 | 233.1033 | 237.8795 | 233.2449 | 247.0329 | 247.9437 | 233.1179 | 230.1953 | 182.0279 | 182.0223 | 182.0223 | 247.9437 | 201.0267 | 252.2982
2020-05-01 06:16 | 0.00 | 164.5835 | 144.2064 | 172.1375 | 128.1424 | 172.1358 | 153.1157 | 90.2828 | 172.1329 | 147.2297 | 172.1375 | 178.7754 | 172.1347 | 198.711 | 199.8355 | 172.138 | 170.9104 | 105.8663 | 105.9642 | 105.9642 | 199.8355 | 128.8806 | 205.2492
2020-05-01 06:17 | 0.00 | 84.197 | 67.8046 | 94.2994 | 50.2633 | 94.272 | 72.1548 | 22.7741 | 94.2405 | 71.0569 | 94.3808 | 102.005 | 94.2591 | 131.5047 | 132.6817 | 94.3697 | 95.0267 | 30.3558 | 30.5048 | 30.5048 | 132.6817 | 48.4217 | 138.3741
2020-05-01 06:18 | 0.00 | 17.2069 | 14.9757 | 19.9524 | 12.6461 | 19.9137 | 14.6749 | 11.9815 | 19.8697 | 15.5837 | 20.0697 | 21.8457 | 19.8956 | 31.2334 | 31.5148 | 20.0534 | 21.5383 | 11.6291 | 11.7829 | 11.7829 | 31.5148 | 12.0809 | 32.9307
2020-05-01 06:19 | 0.00 | 0 | 0 | 0 | 0 | 0 | 0 | 0 | 0 | 0 | 0 | 0 | 0 | 0 | 0 | 0 | 0 | 0 | 0 | 0 | 0 | 0 | 0
2020-05-01 06:20 | 0.00 | 0 | 0 | 0 | 0 | 0 | 0 | 0 | 0 | 0 | 0 | 0 | 0 | 0 | 0 | 0 | 0 | 0 | 0 | 0 | 0 | 0 | 0
2020-05-01 06:21 | 0.00 | 0 | 0 | 0 | 0 | 0 | 0 | 0 | 0 | 0 | 0 | 0 | 0 | 0 | 0 | 0 | 0 | 0 | 0 | 0 | 0 | 0 | 0
2020-05-01 06:22 | 0.00 | 0 | 0 | 0 | 0 | 0 | 0 | 0 | 0 | 0 | 0 | 0 | 0 | 0 | 0 | 0 | 0 | 0 | 0 | 0 | 0 | 0 | 0
2020-05-01 06:23 | 0.00 | 0 | 0 | 0 | 0 | 0 | 0 | 0 | 0 | 0 | 0 | 0 | 0 | 0 | 0 | 0 | 0 | 0 | 0 | 0 | 0 | 0 | 0
2020-05-01 06:24 | 0.00 | 0 | 0 | 0 | 0 | 0 | 0 | 0 | 0 | 0 | 0 | 0 | 0 | 0 | 0 | 0 | 0 | 0 | 0 | 0 | 0 | 0 | 0
2020-05-01 06:25 | 0.00 | 0 | 0 | 0 | 0 | 0 | 0 | 0 | 0 | 0 | 0 | 0 | 0 | 0 | 0 | 0 | 0 | 0 | 0 | 0 | 0 | 0 | 0
2020-05-01 06:26 | 0.00 | 0 | 0 | 0 | 0 | 0 | 0 | 0 | 0 | 0 | 0 | 0 | 0 | 0 | 0 | 0 | 0 | 0 | 0 | 0 | 0 | 0 | 0
2020-05-01 06:27 | 0.00 | 0 | 0 | 0 | 0 | 0 | 0 | 0 | 0 | 0 | 0 | 0 | 0 | 0 | 0 | 0 | 0 | 0 | 0 | 0 | 0 | 0 | 0
2020-05-01 06:28 | 0.00 | 0 | 0 | 0 | 0 | 0 | 0 | 0 | 0 | 0 | 0 | 0 | 0 | 0 | 0 | 0 | 0 | 0 | 0 | 0 | 0 | 0 | 0
2020-05-01 06:29 | 0.00 | 0 | 0 | 0 | 0 | 0 | 0 | 0 | 0 | 0 | 0 | 0 | 0 | 0 | 0 | 0 | 0 | 0 | 0 | 0 | 0 | 0 | 0
2020-05-01 06:30 | 0.00 | 18.8218 | 30.1399 | 22.0422 | 30.1797 | 22.0037 | 15.3035 | 36.0633 | 21.96 | 29.804 | 22.1586 | 21.3453 | 21.9857 | 21.9999 | 21.6786 | 22.1424 | 23.6091 | 21.4435 | 21.5944 | 21.5944 | 21.6786 | 20.7032 | 20.1632
2020-05-01 06:31 | 0.00 | 87.9671 | 130.6989 | 100.3953 | 132.2579 | 100.3692 | 70.6862 | 153.6517 | 100.3392 | 129.3002 | 100.4727 | 97.3752 | 100.3568 | 95.7499 | 94.5773 | 100.4622 | 101.026 | 101.4768 | 101.5795 | 101.5795 | 94.5773 | 97.9719 | 88.764
2020-05-01 06:32 | 0.00 | 168.0744 | 207.4859 | 179.2045 | 210.6483 | 179.206 | 149.6976 | 230.628 | 179.2066 | 205.9406 | 179.1946 | 175.7131 | 179.2064 | 167.559 | 166.3917 | 179.1965 | 177.7395 | 181.3195 | 181.315 | 181.315 | 166.3917 | 178.4719 | 160.5443
2020-05-01 06:33 | 0.00 | 234.4237 | 262.7121 | 242.3458 | 266.366 | 242.381 | 218.7546 | 280.6199 | 242.419 | 261.3819 | 242.2293 | 239.3319 | 242.3969 | 227.0518 | 226.1752 | 242.2465 | 239.2868 | 242.6704 | 242.5413 | 242.5413 | 226.1752 | 241.8322 | 221.7391
2020-05-01 06:34 | 0.01 | 280.1684 | 297.0626 | 285.3733 | 300.2421 | 285.4376 | 267.2981 | 307.6342 | 285.508 | 296.1098 | 285.1643 | 283.2389 | 285.467 | 269.6216 | 269.096 | 285.1946 | 282.5515 | 281.7205 | 281.4918 | 281.4918 | 269.096 | 283.369 | 266.3738
2020-05-01 06:35 | 0.01 | 313.1226 | 320.273 | 316.5924 | 322.2848 | 316.6812 | 302.0642 | 322.6113 | 316.7789 | 319.7661 | 316.3058 | 315.4932 | 316.7219 | 302.3655 | 302.1772 | 316.3472 | 314.2572 | 307.0322 | 306.7301 | 306.7301 | 302.1772 | 311.5298 | 301.0925
2020-05-01 06:36 | 0.01 | 321.8559 | 320.3019 | 324.3139 | 320.3444 | 324.4092 | 312.2208 | 313.1745 | 324.5141 | 320.3402 | 324.0068 | 324.4379 | 324.4529 | 314.0697 | 314.2043 | 324.0512 | 322.1356 | 307.2231 | 306.9205 | 306.9205 | 314.2043 | 314.815 | 314.7012
2020-05-01 06:37 | 0.01 | 309.9248 | 301.0376 | 312.1991 | 298.3577 | 312.2843 | 301.0074 | 283.3402 | 312.378 | 301.7 | 311.9239 | 313.6808 | 312.3233 | 307.8577 | 308.2847 | 311.9637 | 309.7823 | 285.7204 | 285.4803 | 285.4803 | 308.2847 | 296.7665 | 310.2264
2020-05-01 06:38 | 0.01 | 274.151 | 259.7837 | 277.0316 | 253.7189 | 277.0898 | 265.4577 | 231.1328 | 277.1535 | 261.1174 | 276.8419 | 279.9426 | 277.1164 | 280.477 | 281.1457 | 276.8694 | 274.1229 | 240.1447 | 240.0215 | 240.0215 | 281.1457 | 254.6582 | 284.2981
2020-05-01 06:39 | 0.01 | 228.706 | 210.0056 | 233.256 | 199.4149 | 233.2855 | 219.1483 | 168.299 | 233.3173 | 212.1478 | 233.1571 | 237.9012 | 233.2989 | 246.8034 | 247.715 | 233.1717 | 230.2503 | 182.497 | 182.4906 | 182.4906 | 247.715 | 201.4003 | 252.0751
2020-05-01 06:40 | 0.01 | 161.1791 | 141.5589 | 168.1722 | 126.5102 | 168.1689 | 150.4351 | 90.6812 | 168.1642 | 144.4073 | 168.1773 | 174.4277 | 168.167 | 192.9729 | 194.0417 | 168.1771 | 167.0687 | 105.7509 | 105.8491 | 105.8491 | 194.0417 | 127.4759 | 199.1937
2020-05-01 06:41 | 0.01 | 80.5192 | 66.493 | 88.9192 | 51.8574 | 88.8904 | 70.3971 | 28.5502 | 88.8574 | 69.2159 | 89.005 | 95.3726 | 88.8768 | 119.9432 | 120.9359 | 88.9932 | 89.7509 | 35.0437 | 35.1912 | 35.1912 | 120.9359 | 50.3984 | 125.7512
2020-05-01 06:42 | 0.01 | 16.7408 | 15.0432 | 18.7018 | 13.2208 | 18.663 | 14.8482 | 12.5974 | 18.6189 | 15.4825 | 18.8192 | 20.0591 | 18.6448 | 26.8577 | 27.0548 | 18.8029 | 20.2928 | 12.2244 | 12.3781 | 12.3781 | 27.0548 | 12.6812 | 28.0656
2020-05-01 06:43 | 0.02 | 0 | 0 | 0 | 0 | 0 | 0 | 0 | 0 | 0 | 0 | 0 | 0 | 0 | 0 | 0 | 0 | 0 | 0 | 0 | 0 | 0 | 0
2020-05-01 06:44 | 0.02 | 0 | 0 | 0 | 0 | 0 | 0 | 0 | 0 | 0 | 0 | 0 | 0 | 0 | 0 | 0 | 0 | 0 | 0 | 0 | 0 | 0 | 0
2020-05-01 06:45 | 0.02 | 0 | 0 | 0 | 0 | 0 | 0 | 0 | 0 | 0 | 0 | 0 | 0 | 0 | 0 | 0 | 0 | 0 | 0 | 0 | 0 | 0 | 0
2020-05-01 06:46 | 0.02 | 0 | 0 | 0 | 0 | 0 | 0 | 0 | 0 | 0 | 0 | 0 | 0 | 0 | 0 | 0 | 0 | 0 | 0 | 0 | 0 | 0 | 0
2020-05-01 06:47 | 0.02 | 0 | 0 | 0 | 0 | 0 | 0 | 0 | 0 | 0 | 0 | 0 | 0 | 0 | 0 | 0 | 0 | 0 | 0 | 0 | 0 | 0 | 0
2020-05-01 06:48 | 0.02 | 0 | 0 | 0 | 0 | 0 | 0 | 0 | 0 | 0 | 0 | 0 | 0 | 0 | 0 | 0 | 0 | 0 | 0 | 0 | 0 | 0 | 0
2020-05-01 06:49 | 0.02 | 0 | 0 | 0 | 0 | 0 | 0 | 0 | 0 | 0 | 0 | 0 | 0 | 0 | 0 | 0 | 0 | 0 | 0 | 0 | 0 | 0 | 0
2020-05-01 06:50 | 0.03 | 0 | 0 | 0 | 0 | 0 | 0 | 0 | 0 | 0 | 0 | 0 | 0 | 0 | 0 | 0 | 0 | 0 | 0 | 0 | 0 | 0 | 0
2020-05-01 06:51 | 0.03 | 0 | 0 | 0 | 0 | 0 | 0 | 0 | 0 | 0 | 0 | 0 | 0 | 0 | 0 | 0 | 0 | 0 | 0 | 0 | 0 | 0 | 0
2020-05-01 06:52 | 0.03 | 0 | 0 | 0 | 0 | 0 | 0 | 0 | 0 | 0 | 0 | 0 | 0 | 0 | 0 | 0 | 0 | 0 | 0 | 0 | 0 | 0 | 0
2020-05-01 06:53 | 0.03 | 0 | 0 | 0 | 0 | 0 | 0 | 0 | 0 | 0 | 0 | 0 | 0 | 0 | 0 | 0 | 0 | 0 | 0 | 0 | 0 | 0 | 0
2020-05-01 06:54 | 0.03 | 21.0638 | 43.2219 | 27.201 | 43.258 | 27.163 | 14.8707 | 55.1099 | 27.1197 | 42.5629 | 27.3162 | 25.9476 | 27.1451 | 27.6053 | 27.0227 | 27.3002 | 28.7383 | 26.7118 | 26.8611 | 26.8611 | 27.0227 | 25.0336 | 24.2317
2020-05-01 06:55 | 0.03 | 90.1255 | 137.0644 | 103.6792 | 138.874 | 103.654 | 71.3097 | 162.4974 | 103.625 | 135.5148 | 103.7537 | 100.3283 | 103.6421 | 98.44 | 97.1495 | 103.7436 | 104.2401 | 105.4331 | 105.5315 | 105.5315 | 97.1495 | 101.3971 | 90.7462
2020-05-01 06:56 | 0.03 | 171.0368 | 211.892 | 182.4746 | 215.287 | 182.4776 | 152.1096 | 236.1406 | 182.4799 | 210.2729 | 182.4597 | 178.8084 | 182.4787 | 170.1378 | 168.9215 | 182.4623 | 180.891 | 185.1785 | 185.167 | 185.167 | 168.9215 | 182.0719 | 162.8262
2020-05-01 06:57 | 0.03 | 238.2107 | 267.1331 | 246.2112 | 270.9896 | 246.2487 | 222.2941 | 285.7083 | 246.2894 | 265.7551 | 246.0871 | 243.0809 | 246.2658 | 230.2675 | 229.3641 | 246.1053 | 243.1346 | 247.0408 | 246.9014 | 246.9014 | 229.3641 | 246.0367 | 224.7912
2020-05-01 06:58 | 0.03 | 284.9353 | 302.0878 | 290.1264 | 305.4541 | 290.1943 | 271.9303 | 313.1136 | 290.2687 | 301.0989 | 289.9061 | 287.9094 | 290.2254 | 273.7413 | 273.2026 | 289.9381 | 287.3655 | 286.842 | 286.5989 | 286.5989 | 273.2026 | 288.406 | 270.4098
2020-05-01 06:59 | 0.04 | 326.1926 | 333.3652 | 329.6321 | 335.5525 | 329.7323 | 314.9227 | 335.9276 | 329.8427 | 332.8306 | 329.3094 | 328.4844 | 329.7783 | 314.6562 | 314.4701 | 329.3559 | 327.6062 | 320.1684 | 319.8245 | 319.8245 | 314.4701 | 324.7247 | 313.3782
2020-05-01 07:00 | 0.04 | 314.1568 | 312.4829 | 316.3885 | 312.6137 | 316.4778 | 305.085 | 305.7868 | 316.576 | 312.5108 | 316.1004 | 316.4798 | 316.5188 | 306.3706 | 306.498 | 316.1421 | 314.1077 | 300.3484 | 300.0642 | 300.0642 | 306.498 | 307.5239 | 306.9709
2020-05-01 07:01 | 0.04 | 329.7691 | 320.1471 | 332.0156 | 317.4242 | 332.1178 | 320.5388 | 301.5718 | 332.2304 | 320.8371 | 331.6865 | 333.578 | 332.1647 | 327.2026 | 327.6679 | 331.734 | 330.0383 | 304.5035 | 304.2082 | 304.2082 | 327.6679 | 316.0755 | 329.7686
2020-05-01 07:02 | 0.04 | 289.0622 | 274.219 | 291.8631 | 268.1991 | 291.9335 | 280.2575 | 245.1972 | 292.0107 | 275.5598 | 291.6349 | 294.8037 | 291.9657 | 294.8893 | 295.5815 | 291.668 | 289.2303 | 254.6261 | 254.4647 | 254.4647 | 295.5815 | 269.3756 | 298.829
2020-05-01 07:03 | 0.04 | 242.9602 | 223.1639 | 247.5263 | 212.2485 | 247.5658 | 233.1559 | 179.6855 | 247.6086 | 225.3865 | 247.3959 | 252.3433 | 247.5837 | 261.2469 | 262.2063 | 247.415 | 244.6311 | 194.973 | 194.9409 | 194.9409 | 262.2063 | 214.6552 | 266.7808
2020-05-01 07:04 | 0.04 | 172.59 | 150.0742 | 180.2495 | 133.1187 | 180.2515 | 160.8242 | 92.4247 | 180.2528 | 153.2925 | 180.2377 | 187.2847 | 180.2522 | 208.0188 | 209.2268 | 180.2399 | 178.7397 | 110.2133 | 110.3063 | 110.3063 | 209.2268 | 134.7043 | 215.0371
2020-05-01 07:05 | 0.05 | 84.9883 | 69.0027 | 93.9211 | 52.891 | 93.8938 | 74.1304 | 26.2092 | 93.8625 | 72 | 94.0021 | 100.9462 | 93.881 | 127.2371 | 128.3227 | 93.991 | 94.6378 | 34.3232 | 34.4711 | 34.4711 | 128.3227 | 51.7412 | 133.5787
2020-05-01 07:06 | 0.05 | 16.5976 | 12.809 | 20.7801 | 9.0425 | 20.7415 | 12.7977 | 8.1264 | 20.6976 | 13.77 | 20.897 | 23.8291 | 20.7234 | 38.6362 | 39.1093 | 20.8808 | 22.3587 | 7.8541 | 8.0085 | 8.0085 | 39.1093 | 8.4301 | 41.4482
2020-05-01 07:07 | 0.05 | 0 | 0 | 0 | 0 | 0 | 0 | 0 | 0 | 0 | 0 | 0 | 0 | 0 | 0 | 0 | 0 | 0 | 0 | 0 | 0 | 0 | 0
2020-05-01 07:08 | 0.06 | 0 | 0 | 0 | 0 | 0 | 0 | 0 | 0 | 0 | 0 | 0 | 0 | 0 | 0 | 0 | 0 | 0 | 0 | 0 | 0 | 0 | 0
2020-05-01 07:09 | 0.06 | 0 | 0 | 0 | 0 | 0 | 0 | 0 | 0 | 0 | 0 | 0 | 0 | 0 | 0 | 0 | 0 | 0 | 0 | 0 | 0 | 0 | 0
2020-05-01 07:10 | 0.06 | 0 | 0 | 0 | 0 | 0 | 0 | 0 | 0 | 0 | 0 | 0 | 0 | 0 | 0 | 0 | 0 | 0 | 0 | 0 | 0 | 0 | 0
2020-05-01 07:11 | 0.06 | 0 | 0 | 0 | 0 | 0 | 0 | 0 | 0 | 0 | 0 | 0 | 0 | 0 | 0 | 0 | 0 | 0 | 0 | 0 | 0 | 0 | 0
2020-05-01 07:12 | 0.06 | 0 | 0 | 0 | 0 | 0 | 0 | 0 | 0 | 0 | 0 | 0 | 0 | 0 | 0 | 0 | 0 | 0 | 0 | 0 | 0 | 0 | 0
2020-05-01 07:13 | 0.06 | 0 | 0 | 0 | 0 | 0 | 0 | 0 | 0 | 0 | 0 | 0 | 0 | 0 | 0 | 0 | 0 | 0 | 0 | 0 | 0 | 0 | 0
2020-05-01 07:14 | 0.07 | 0 | 0 | 0 | 0 | 0 | 0 | 0 | 0 | 0 | 0 | 0 | 0 | 0 | 0 | 0 | 0 | 0 | 0 | 0 | 0 | 0 | 0
2020-05-01 07:15 | 0.08 | 0 | 0 | 0 | 0 | 0 | 0 | 0 | 0 | 0 | 0 | 0 | 0 | 0 | 0 | 0 | 0 | 0 | 0 | 0 | 0 | 0 | 0
2020-05-01 07:16 | 0.08 | 0 | 0 | 0 | 0 | 0 | 0 | 0 | 0 | 0 | 0 | 0 | 0 | 0 | 0 | 0 | 0 | 0 | 0 | 0 | 0 | 0 | 0
2020-05-01 07:17 | 0.08 | 0 | 0 | 0 | 0 | 0 | 0 | 0 | 0 | 0 | 0 | 0 | 0 | 0 | 0 | 0 | 0 | 0 | 0 | 0 | 0 | 0 | 0
2020-05-01 07:18 | 0.09 | 20.9037 | 38.7136 | 25.8269 | 38.7797 | 25.7886 | 15.8863 | 48.3488 | 25.7452 | 38.1771 | 25.9426 | 24.7908 | 25.7707 | 25.9972 | 25.52 | 25.9265 | 27.3772 | 25.384 | 25.5339 | 25.5339 | 25.52 | 24.0578 | 23.2468
2020-05-01 07:19 | 0.10 | 86.5431 | 127.4051 | 98.2762 | 129.0978 | 98.2496 | 70.1435 | 149.8303 | 98.2191 | 126.0345 | 98.355 | 95.3073 | 98.237 | 93.2951 | 92.1631 | 98.3442 | 98.9411 | 99.8998 | 100.0037 | 100.0037 | 92.1631 | 96.3944 | 86.5577
2020-05-01 07:20 | 0.12 | 165.3781 | 203.8001 | 176.0552 | 207.1115 | 176.0553 | 147.6359 | 226.8813 | 176.0543 | 202.2571 | 176.0499 | 172.5581 | 176.055 | 164.1012 | 162.9501 | 176.0511 | 174.6985 | 178.837 | 178.8368 | 178.8368 | 162.9501 | 175.8661 | 157.1902
2020-05-01 07:21 | 0.14 | 231.4135 | 259.0972 | 238.9912 | 262.9194 | 239.0242 | 216.2267 | 277.156 | 239.0598 | 257.7569 | 238.8816 | 235.9401 | 239.0391 | 223.3476 | 222.4749 | 238.8977 | 235.9181 | 240.0539 | 239.9312 | 239.9312 | 222.4749 | 239.0345 | 218.0656
2020-05-01 07:22 | 0.17 | 269.323 | 284.8847 | 273.9966 | 288.0816 | 274.0527 | 257.4097 | 295.0834 | 274.114 | 283.9647 | 273.8137 | 271.919 | 274.0783 | 258.5661 | 258.0666 | 273.8403 | 271.0602 | 271.0152 | 270.8155 | 270.8155 | 258.0666 | 272.4883 | 255.4916
2020-05-01 07:23 | 0.20 | 302.9132 | 309.41 | 305.996 | 311.552 | 306.0762 | 292.5456 | 311.9199 | 306.1642 | 308.9007 | 305.7368 | 304.869 | 306.1129 | 291.7543 | 291.5675 | 305.7743 | 303.4652 | 297.3907 | 297.1175 | 297.1175 | 291.5675 | 301.5826 | 290.5081
2020-05-01 07:24 | 0.22 | 315.7919 | 313.8608 | 317.9462 | 314.1214 | 318.0361 | 306.585 | 307.1305 | 318.135 | 313.8758 | 317.6562 | 317.9991 | 318.0773 | 307.2815 | 307.4094 | 317.6981 | 315.6331 | 301.7751 | 301.489 | 301.489 | 307.4094 | 309.0895 | 307.8863
2020-05-01 07:25 | 0.23 | 301.5435 | 292.5293 | 303.4818 | 290.1658 | 303.5599 | 293.163 | 275.7122 | 303.6458 | 293.1466 | 303.2291 | 304.8452 | 303.5957 | 298.6581 | 299.0667 | 303.2657 | 300.9071 | 278.4985 | 278.2787 | 278.2787 | 299.0667 | 289.0295 | 300.934
2020-05-01 07:26 | 0.22 | 271.1493 | 256.5888 | 273.6925 | 250.8807 | 273.7483 | 262.8975 | 228.8079 | 273.8094 | 257.8739 | 273.5104 | 276.4871 | 273.7738 | 276.4651 | 277.1217 | 273.5369 | 270.7503 | 238.2101 | 238.0915 | 238.0915 | 277.1217 | 252.2718 | 280.2238
2020-05-01 07:27 | 0.21 | 226.1678 | 207.3978 | 230.2911 | 197.3258 | 230.3188 | 217.1642 | 167.0377 | 230.3487 | 209.4637 | 230.1979 | 234.7587 | 230.3314 | 242.8818 | 243.7729 | 230.2117 | 227.2953 | 181.5546 | 181.5501 | 181.5501 | 243.7729 | 199.8043 | 248.0406
2020-05-01 07:28 | 0.19 | 150.6373 | 134.9944 | 155.6831 | 123.8342 | 155.6765 | 142.403 | 96.0326 | 155.6683 | 137.1365 | 155.6984 | 160.3471 | 155.6732 | 173.2953 | 174.1085 | 155.6967 | 154.8242 | 108.1207 | 108.2159 | 108.2159 | 174.1085 | 124.9216 | 178.0381
2020-05-01 07:29 | 0.18 | 61.544 | 50.6046 | 68.8625 | 38.9113 | 68.8294 | 53.1616 | 25.2128 | 68.7917 | 52.8425 | 68.9618 | 74.3781 | 68.8139 | 96.225 | 97.0531 | 68.948 | 70.0176 | 27.5422 | 27.6658 | 27.6658 | 97.0531 | 37.45 | 101.0772
2020-05-01 07:30 | 0.16 | 14.7913 | 8.2811 | 22.0827 | 2.6622 | 22.0443 | 8.6346 | 1.6105 | 22.0007 | 9.8713 | 22.1989 | 27.6224 | 22.0263 | 54.6972 | 55.5938 | 22.1828 | 23.6449 | 1.4847 | 1.6396 | 1.6396 | 55.5938 | 2.0919 | 59.9676
2020-05-01 07:31 | 0.14 | 0 | 0 | 0 | 0 | 0 | 0 | 0 | 0 | 0 | 0 | 0 | 0 | 0 | 0 | 0 | 0 | 0 | 0 | 0 | 0 | 0 | 0
2020-05-01 07:32 | 0.13 | 0 | 0 | 0 | 0 | 0 | 0 | 0 | 0 | 0 | 0 | 0 | 0 | 0 | 0 | 0 | 0 | 0 | 0 | 0 | 0 | 0 | 0
2020-05-01 07:33 | 0.12 | 0 | 0 | 0 | 0 | 0 | 0 | 0 | 0 | 0 | 0 | 0 | 0 | 0 | 0 | 0 | 0 | 0 | 0 | 0 | 0 | 0 | 0
2020-05-01 07:34 | 0.12 | 0 | 0 | 0 | 0 | 0 | 0 | 0 | 0 | 0 | 0 | 0 | 0 | 0 | 0 | 0 | 0 | 0 | 0 | 0 | 0 | 0 | 0
2020-05-01 07:35 | 0.12 | 0 | 0 | 0 | 0 | 0 | 0 | 0 | 0 | 0 | 0 | 0 | 0 | 0 | 0 | 0 | 0 | 0 | 0 | 0 | 0 | 0 | 0
2020-05-01 07:36 | 0.12 | 0 | 0 | 0 | 0 | 0 | 0 | 0 | 0 | 0 | 0 | 0 | 0 | 0 | 0 | 0 | 0 | 0 | 0 | 0 | 0 | 0 | 0
2020-05-01 07:37 | 0.11 | 0 | 0 | 0 | 0 | 0 | 0 | 0 | 0 | 0 | 0 | 0 | 0 | 0 | 0 | 0 | 0 | 0 | 0 | 0 | 0 | 0 | 0
2020-05-01 07:38 | 0.11 | 0 | 0 | 0 | 0 | 0 | 0 | 0 | 0 | 0 | 0 | 0 | 0 | 0 | 0 | 0 | 0 | 0 | 0 | 0 | 0 | 0 | 0
2020-05-01 07:39 | 0.11 | 0 | 0 | 0 | 0 | 0 | 0 | 0 | 0 | 0 | 0 | 0 | 0 | 0 | 0 | 0 | 0 | 0 | 0 | 0 | 0 | 0 | 0
2020-05-01 07:40 | 0.11 | 0 | 0 | 0 | 0 | 0 | 0 | 0 | 0 | 0 | 0 | 0 | 0 | 0 | 0 | 0 | 0 | 0 | 0 | 0 | 0 | 0 | 0
2020-05-01 07:41 | 0.11 | 0 | 0 | 0 | 0 | 0 | 0 | 0 | 0 | 0 | 0 | 0 | 0 | 0 | 0 | 0 | 0 | 0 | 0 | 0 | 0 | 0 | 0
2020-05-01 07:42 | 0.11 | 14.1778 | 19.4314 | 15.6865 | 19.4874 | 15.6542 | 12.4076 | 22.2272 | 15.6175 | 19.2683 | 15.7844 | 15.3177 | 15.6391 | 15.4656 | 15.2998 | 15.7709 | 17.2585 | 15.2567 | 15.3835 | 15.3835 | 15.2998 | 14.9654 | 14.5387
2020-05-01 07:43 | 0.11 | 70.7902 | 92.633 | 77.0911 | 93.7227 | 77.0607 | 61.5405 | 104.7217 | 77.026 | 91.8725 | 77.1819 | 75.3871 | 77.0464 | 73.44 | 72.8062 | 77.1694 | 78.0441 | 77.6011 | 77.7203 | 77.7203 | 72.8062 | 75.9353 | 69.694
2020-05-01 07:44 | 0.11 | 167.0963 | 205.3811 | 177.6443 | 208.8217 | 177.6453 | 149.4554 | 228.6393 | 177.6454 | 203.8224 | 177.6358 | 174.1002 | 177.6455 | 165.2997 | 164.1442 | 177.6375 | 176.2137 | 180.8371 | 180.8324 | 180.8324 | 164.1442 | 177.7713 | 158.3606
2020-05-01 07:45 | 0.11 | 235.2289 | 263.4982 | 242.8605 | 267.5436 | 242.8959 | 219.82 | 282.2542 | 242.9342 | 262.1073 | 242.743 | 239.6907 | 242.9119 | 226.5086 | 225.6111 | 242.7603 | 239.7876 | 244.4302 | 244.297 | 244.297 | 225.6111 | 243.2565 | 221.075
2020-05-01 07:46 | 0.11 | 285.6607 | 302.5793 | 290.6077 | 306.2079 | 290.676 | 272.8761 | 314.0505 | 290.751 | 301.5556 | 290.3858 | 288.303 | 290.7073 | 273.4936 | 272.9486 | 290.418 | 287.8636 | 288.0545 | 287.8075 | 287.8075 | 272.9486 | 289.4511 | 270.1281
2020-05-01 07:47 | 0.11 | 323.6494 | 330.5358 | 326.8193 | 332.9768 | 326.9171 | 312.6804 | 333.5346 | 327.0248 | 329.9696 | 326.5041 | 325.585 | 326.962 | 311.2094 | 311.0156 | 326.5496 | 324.7333 | 318.1794 | 317.8413 | 317.8413 | 311.0156 | 322.5189 | 309.8938
2020-05-01 07:48 | 0.11 | 261.8416 | 259.8678 | 263.3698 | 259.9157 | 263.4235 | 255.187 | 254.2795 | 263.4822 | 259.9164 | 263.1943 | 263.4646 | 263.448 | 255.839 | 255.9407 | 263.2198 | 260.9353 | 250.9328 | 250.7687 | 250.7687 | 255.9407 | 256.4967 | 256.3485
2020-05-01 07:49 | 0.10 | 310.5234 | 301.4579 | 312.3337 | 299.2729 | 312.4201 | 302.2374 | 285.0011 | 312.5151 | 302.0495 | 312.0548 | 313.6516 | 312.4597 | 307.056 | 307.4672 | 312.0951 | 310.0151 | 287.8968 | 287.6475 | 287.6475 | 307.4672 | 298.2937 | 309.3343
2020-05-01 07:50 | 0.11 | 193.4992 | 188.2248 | 194.7579 | 186.3933 | 194.7694 | 188.9837 | 177.7926 | 194.7812 | 188.6543 | 194.7162 | 195.6567 | 194.7744 | 193.6077 | 193.8282 | 194.7227 | 193.0969 | 179.7372 | 179.7287 | 179.7287 | 193.8282 | 185.788 | 194.8828
2020-05-01 07:51 | 0.11 | 126.7278 | 123.8262 | 127.7302 | 122.4286 | 127.7128 | 123.8696 | 117.107 | 127.6925 | 124.1216 | 127.7799 | 128.3133 | 127.7045 | 127.8379 | 127.9487 | 127.7733 | 127.6958 | 117.8876 | 117.9713 | 117.9713 | 127.9487 | 121.6663 | 128.5136
2020-05-01 07:52 | 0.11 | 41.0332 | 40.8941 | 41.2676 | 40.8146 | 41.2306 | 40.2864 | 40.1623 | 41.1885 | 40.9096 | 41.3794 | 41.2124 | 41.2132 | 40.6462 | 40.611 | 41.3639 | 42.7228 | 39.4824 | 39.6283 | 39.6283 | 40.611 | 40.1481 | 40.4989
2020-05-01 07:53 | 0.11 | 18.0021 | 17.9021 | 18.1388 | 17.822 | 18.0998 | 17.64 | 17.5114 | 18.0555 | 17.9175 | 18.2571 | 18.0893 | 18.0815 | 17.9612 | 17.9238 | 18.2407 | 19.749 | 17.0591 | 17.2121 | 17.2121 | 17.9238 | 17.3983 | 17.8047
2020-05-01 07:54 | 0.12 | 8.2027 | 8.1134 | 8.313 | 8.0448 | 8.2802 | 8.0016 | 7.9175 | 8.243 | 8.1299 | 8.4246 | 8.2965 | 8.2649 | 8.5222 | 8.4906 | 8.408 | 9.9405 | 7.6429 | 7.7468 | 7.7468 | 8.4906 | 7.7888 | 8.4004
2020-05-01 07:55 | 0.14 | 0 | 0 | 0 | 0 | 0 | 0 | 0 | 0 | 0 | 0 | 0 | 0 | 0 | 0 | 0 | 0 | 0 | 0 | 0 | 0 | 0 | 0
2020-05-01 07:56 | 0.13 | 0 | 0 | 0 | 0 | 0 | 0 | 0 | 0 | 0 | 0 | 0 | 0 | 0 | 0 | 0 | 0 | 0 | 0 | 0 | 0 | 0 | 0
2020-05-01 07:57 | 0.13 | 0 | 0 | 0 | 0 | 0 | 0 | 0 | 0 | 0 | 0 | 0 | 0 | 0 | 0 | 0 | 0 | 0 | 0 | 0 | 0 | 0 | 0
2020-05-01 07:58 | 0.21 | 0 | 0 | 0 | 0 | 0 | 0 | 0 | 0 | 0 | 0 | 0 | 0 | 0 | 0 | 0 | 0 | 0 | 0 | 0 | 0 | 0 | 0
2020-05-01 07:59 | 0.21 | 0 | 0 | 0 | 0 | 0 | 0 | 0 | 0 | 0 | 0 | 0 | 0 | 0 | 0 | 0 | 0 | 0 | 0 | 0 | 0 | 0 | 0
2020-05-01 08:00 | 0.22 | 0 | 0 | 0 | 0 | 0 | 0 | 0 | 0 | 0 | 0 | 0 | 0 | 0 | 0 | 0 | 0 | 0 | 0 | 0 | 0 | 0 | 0
2020-05-01 08:01 | 0.22 | 0 | 0 | 0 | 0 | 0 | 0 | 0 | 0 | 0 | 0 | 0 | 0 | 0 | 0 | 0 | 0 | 0 | 0 | 0 | 0 | 0 | 0
2020-05-01 08:02 | 0.20 | 0 | 0 | 0 | 0 | 0 | 0 | 0 | 0 | 0 | 0 | 0 | 0 | 0 | 0 | 0 | 0 | 0 | 0 | 0 | 0 | 0 | 0
2020-05-01 08:03 | 0.21 | 0 | 0 | 0 | 0 | 0 | 0 | 0 | 0 | 0 | 0 | 0 | 0 | 0 | 0 | 0 | 0 | 0 | 0 | 0 | 0 | 0 | 0
2020-05-01 08:04 | 0.22 | 0 | 0 | 0 | 0 | 0 | 0 | 0 | 0 | 0 | 0 | 0 | 0 | 0 | 0 | 0 | 0 | 0 | 0 | 0 | 0 | 0 | 0
2020-05-01 08:05 | 0.22 | 0 | 0 | 0 | 0 | 0 | 0 | 0 | 0 | 0 | 0 | 0 | 0 | 0 | 0 | 0 | 0 | 0 | 0 | 0 | 0 | 0 | 0
2020-05-01 08:06 | 0.22 | 18.9809 | 35.5192 | 23.4861 | 35.6533 | 23.4544 | 14.3836 | 44.6836 | 23.4182 | 35.0078 | 23.5864 | 22.5103 | 23.4395 | 23.4967 | 23.057 | 23.5703 | 25.0302 | 23.3385 | 23.463 | 23.463 | 23.057 | 22.0333 | 20.9608
2020-05-01 08:07 | 0.23 | 85.2518 | 126.3887 | 96.91 | 128.2812 | 96.8831 | 68.9235 | 149.3738 | 96.8521 | 124.9807 | 96.9899 | 93.8448 | 96.8703 | 91.4745 | 90.3247 | 96.979 | 97.6011 | 99.284 | 99.3885 | 99.3885 | 90.3247 | 95.5329 | 84.6337
2020-05-01 08:08 | 0.23 | 164.5878 | 202.7649 | 175.0072 | 206.303 | 175.0068 | 147.1426 | 226.2392 | 175.0053 | 201.1935 | 175.0033 | 171.4291 | 175.0063 | 162.4781 | 161.3194 | 175.0043 | 173.6849 | 178.6206 | 178.6207 | 178.6207 | 161.3194 | 175.432 | 155.5246
2020-05-01 08:09 | 0.24 | 231.5112 | 258.9274 | 238.8218 | 262.9951 | 238.8547 | 216.6116 | 277.4085 | 238.8903 | 257.5558 | 238.7121 | 235.6867 | 238.8696 | 222.5249 | 221.6453 | 238.7283 | 235.7794 | 240.7022 | 240.5777 | 240.5777 | 221.6453 | 239.4791 | 217.2049
2020-05-01 08:10 | 0.25 | 284.3177 | 300.9116 | 289.0735 | 304.6226 | 289.1407 | 271.8173 | 312.4671 | 289.2143 | 299.884 | 288.8556 | 286.7506 | 289.1714 | 271.8152 | 271.2715 | 288.8872 | 286.3046 | 286.9842 | 286.7405 | 286.7405 | 271.2715 | 288.2515 | 268.4607
2020-05-01 08:11 | 0.25 | 320.6901 | 327.2138 | 323.6458 | 329.7329 | 323.7407 | 310.0748 | 330.3114 | 323.8451 | 326.6454 | 323.3402 | 322.3967 | 323.7842 | 307.9719 | 307.7798 | 323.3843 | 321.4642 | 315.5297 | 315.2012 | 315.2012 | 307.7798 | 319.7118 | 306.6731
2020-05-01 08:12 | 0.25 | 280.3341 | 278.6357 | 281.9582 | 279.0455 | 282.0208 | 272.8682 | 273.4605 | 282.0893 | 278.6207 | 281.7547 | 281.9088 | 282.0494 | 272.6222 | 272.7088 | 281.7843 | 279.1692 | 269.12 | 268.9225 | 268.9225 | 272.7088 | 275.0041 | 273.0308
2020-05-01 08:13 | 0.24 | 297.3459 | 288.3823 | 298.9462 | 286.337 | 299.0226 | 289.6131 | 272.6285 | 299.1065 | 288.9495 | 298.6989 | 300.1932 | 299.0575 | 293.8223 | 294.2139 | 298.7347 | 296.4657 | 275.784 | 275.5664 | 275.5664 | 294.2139 | 285.6668 | 296.0034
2020-05-01 08:14 | 0.27 | 248.0814 | 235.9503 | 250.0152 | 231.5975 | 250.0553 | 241.1938 | 213.7275 | 250.099 | 236.9596 | 249.8826 | 252.1966 | 250.0736 | 251.1909 | 251.7169 | 249.902 | 247.0057 | 221.2962 | 221.2146 | 221.2146 | 251.7169 | 232.7632 | 254.2136
2020-05-01 08:15 | 0.28 | 191.5793 | 179.9368 | 194.0234 | 174.2279 | 194.0345 | 185.5391 | 155.8239 | 194.0459 | 181.1376 | 193.9827 | 196.6028 | 194.0394 | 199.9733 | 200.5033 | 193.989 | 192.3301 | 164.1329 | 164.1521 | 164.1521 | 200.5033 | 175.4671 | 203.0544
2020-05-01 08:16 | 0.29 | 92.3799 | 88.9191 | 93.5943 | 86.7589 | 93.5678 | 89.753 | 80.4524 | 93.5373 | 89.3467 | 93.6729 | 94.4659 | 93.5552 | 95.8982 | 96.0424 | 93.6621 | 94.2537 | 82.1724 | 82.2903 | 82.2903 | 96.0424 | 86.3256 | 96.7821
2020-05-01 08:17 | 0.28 | 45.9951 | 44.1159 | 47.1928 | 42.3029 | 47.1566 | 44.1608 | 39.0265 | 47.1153 | 44.4574 | 47.3023 | 47.9341 | 47.1396 | 50.4679 | 50.5612 | 47.2872 | 48.5931 | 39.1941 | 39.3403 | 39.3403 | 50.5612 | 41.5949 | 51.0675
2020-05-01 08:18 | 0.28 | 5.7831 | 5.7301 | 5.8852 | 5.7158 | 5.8524 | 5.6517 | 5.6324 | 5.815 | 5.7378 | 5.9849 | 5.8777 | 5.8369 | 6.1654 | 6.1413 | 5.9711 | 7.5006 | 5.365 | 5.4938 | 5.4938 | 6.1413 | 5.4774 | 6.0769
2020-05-01 08:19 | 0.28 | 0 | 0 | 0 | 0 | 0 | 0 | 0 | 0 | 0 | 0 | 0 | 0 | 0 | 0 | 0 | 0 | 0 | 0 | 0 | 0 | 0 | 0
2020-05-01 08:20 | 0.48 | 0 | 0 | 0 | 0 | 0 | 0 | 0 | 0 | 0 | 0 | 0 | 0 | 0 | 0 | 0 | 0 | 0 | 0 | 0 | 0 | 0 | 0
2020-05-01 08:21 | 0.48 | 0 | 0 | 0 | 0 | 0 | 0 | 0 | 0 | 0 | 0 | 0 | 0 | 0 | 0 | 0 | 0 | 0 | 0 | 0 | 0 | 0 | 0
2020-05-01 08:22 | 0.39 | 0 | 0 | 0 | 0 | 0 | 0 | 0 | 0 | 0 | 0 | 0 | 0 | 0 | 0 | 0 | 0 | 0 | 0 | 0 | 0 | 0 | 0
2020-05-01 08:23 | 0.47 | 0 | 0 | 0 | 0 | 0 | 0 | 0 | 0 | 0 | 0 | 0 | 0 | 0 | 0 | 0 | 0 | 0 | 0 | 0 | 0 | 0 | 0
2020-05-01 08:24 | 0.48 | 0 | 0 | 0 | 0 | 0 | 0 | 0 | 0 | 0 | 0 | 0 | 0 | 0 | 0 | 0 | 0 | 0 | 0 | 0 | 0 | 0 | 0
2020-05-01 08:25 | 0.53 | 0 | 0 | 0 | 0 | 0 | 0 | 0 | 0 | 0 | 0 | 0 | 0 | 0 | 0 | 0 | 0 | 0 | 0 | 0 | 0 | 0 | 0
2020-05-01 08:26 | 0.57 | 0 | 0 | 0 | 0 | 0 | 0 | 0 | 0 | 0 | 0 | 0 | 0 | 0 | 0 | 0 | 0 | 0 | 0 | 0 | 0 | 0 | 0
2020-05-01 08:27 | 0.66 | 0 | 0 | 0 | 0 | 0 | 0 | 0 | 0 | 0 | 0 | 0 | 0 | 0 | 0 | 0 | 0 | 0 | 0 | 0 | 0 | 0 | 0
2020-05-01 08:28 | 0.70 | 0 | 0 | 0 | 0 | 0 | 0 | 0 | 0 | 0 | 0 | 0 | 0 | 0 | 0 | 0 | 0 | 0 | 0 | 0 | 0 | 0 | 0
2020-05-01 08:29 | 0.74 | 0 | 0 | 0 | 0 | 0 | 0 | 0 | 0 | 0 | 0 | 0 | 0 | 0 | 0 | 0 | 0 | 0 | 0 | 0 | 0 | 0 | 0
2020-05-01 08:30 | 0.78 | 16.4384 | 34.8637 | 21.3304 | 34.9861 | 21.2918 | 11.8502 | 45.2675 | 21.2479 | 34.2897 | 21.4473 | 20.2586 | 21.2737 | 21.5333 | 21.0432 | 21.4311 | 22.9093 | 21.269 | 21.4127 | 21.4127 | 21.0432 | 19.7673 | 18.7324
2020-05-01 08:31 | 0.81 | 69.911 | 97.7961 | 77.7835 | 99.2066 | 77.7532 | 58.7031 | 113.5406 | 77.7185 | 96.8206 | 77.8743 | 75.6275 | 77.7389 | 73.5156 | 72.7167 | 77.8618 | 78.7347 | 79.2962 | 79.4144 | 79.4144 | 72.7167 | 76.8346 | 68.7857
2020-05-01 08:32 | 0.84 | 120.783 | 140.2448 | 126.1296 | 142.2762 | 126.1152 | 111.3432 | 152.3754 | 126.0982 | 139.4044 | 126.1697 | 124.1843 | 126.1083 | 118.4177 | 117.8025 | 126.1644 | 125.9983 | 127.2629 | 127.3194 | 127.3194 | 117.8025 | 126.016 | 114.7555
2020-05-01 08:33 | 0.88 | 244.6581 | 273.9147 | 252.3511 | 278.3765 | 252.3925 | 228.9 | 293.9182 | 252.4375 | 272.4329 | 252.2146 | 248.9671 | 252.4114 | 234.6954 | 233.7548 | 252.2345 | 249.2887 | 254.9346 | 254.7758 | 254.7758 | 233.7548 | 253.4571 | 228.9958
2020-05-01 08:34 | 0.91 | 283.7067 | 300.1367 | 288.3262 | 303.971 | 288.3928 | 271.3601 | 311.8891 | 288.4659 | 299.0941 | 288.1098 | 285.9652 | 288.4233 | 270.7616 | 270.2164 | 288.1411 | 285.5539 | 286.6036 | 286.3606 | 286.3606 | 270.2164 | 287.7847 | 267.4015
2020-05-01 08:35 | 0.98 | 301.3623 | 307.4089 | 304.023 | 309.8711 | 304.1025 | 291.583 | 310.5416 | 304.1899 | 306.8622 | 303.7658 | 302.7982 | 304.139 | 289.1455 | 288.953 | 303.803 | 301.5457 | 296.7963 | 296.521 | 296.521 | 288.953 | 300.5863 | 287.8715
2020-05-01 08:36 | 0.85 | 239.775 | 238.1575 | 241.0081 | 238.3716 | 241.0472 | 234.0808 | 233.7658 | 241.0896 | 238.1703 | 240.8791 | 241.0045 | 241.0649 | 234.0467 | 234.1162 | 240.898 | 238.831 | 230.7398 | 230.6229 | 230.6229 | 234.1162 | 235.395 | 234.3919
2020-05-01 08:37 | 0.89 | 242.6711 | 236.6421 | 243.8722 | 235.3743 | 243.9121 | 236.8617 | 225.9089 | 243.9554 | 237.0066 | 243.7407 | 244.6384 | 243.9302 | 239.4765 | 239.7221 | 243.76 | 241.4781 | 227.4222 | 227.3171 | 227.3171 | 239.7221 | 234.4476 | 240.8582
2020-05-01 08:38 | 0.88 | 257.3438 | 244.1047 | 259.2052 | 239.5743 | 259.2528 | 250.2846 | 220.4943 | 259.3046 | 245.1728 | 259.0492 | 261.5115 | 259.2744 | 260.265 | 260.8326 | 259.072 | 256.4752 | 229.1104 | 229.0078 | 229.0078 | 260.8326 | 241.2195 | 263.5211
2020-05-01 08:39 | 0.88 | 222.0558 | 204.1312 | 225.3031 | 195.4949 | 225.3301 | 214.1951 | 168.0359 | 225.359 | 205.9562 | 225.2126 | 229.235 | 225.3422 | 235.3093 | 236.1244 | 225.226 | 222.8951 | 182.1281 | 182.1184 | 182.1184 | 236.1244 | 198.512 | 240.0328
2020-05-01 08:40 | 0.92 | 160.031 | 139.8256 | 166.0056 | 125.8557 | 166.0012 | 150.552 | 91.4289 | 165.9952 | 142.5272 | 166.0144 | 171.9032 | 165.9988 | 188.661 | 189.697 | 166.0136 | 164.9886 | 107.6595 | 107.757 | 107.757 | 189.697 | 128.1708 | 194.6989
2020-05-01 08:41 | 0.94 | 87.9956 | 70.1906 | 96.4995 | 54.0001 | 96.4731 | 77.5607 | 26.4337 | 96.4427 | 73.25 | 96.5778 | 103.6496 | 96.4606 | 129.7457 | 130.8788 | 96.5671 | 97.1508 | 36.0577 | 36.2047 | 36.2047 | 130.8788 | 54.0169 | 136.3677
2020-05-01 08:42 | 0.92 | 14.6351 | 13.7309 | 15.5128 | 12.9431 | 15.4804 | 13.6775 | 12.5881 | 15.4435 | 13.9305 | 15.6288 | 16.0815 | 15.4652 | 18.8646 | 18.9364 | 15.6124 | 17.1192 | 12.2384 | 12.3661 | 12.3661 | 18.9364 | 12.5727 | 19.3344
2020-05-01 08:43 | 0.97 | 0 | 0 | 0 | 0 | 0 | 0 | 0 | 0 | 0 | 0 | 0 | 0 | 0 | 0 | 0 | 0 | 0 | 0 | 0 | 0 | 0 | 0
2020-05-01 08:44 | 0.99 | 0 | 0 | 0 | 0 | 0 | 0 | 0 | 0 | 0 | 0 | 0 | 0 | 0 | 0 | 0 | 0 | 0 | 0 | 0 | 0 | 0 | 0
2020-05-01 08:45 | 0.93 | 0 | 0 | 0 | 0 | 0 | 0 | 0 | 0 | 0 | 0 | 0 | 0 | 0 | 0 | 0 | 0 | 0 | 0 | 0 | 0 | 0 | 0
2020-05-01 08:46 | 0.94 | 0 | 0 | 0 | 0 | 0 | 0 | 0 | 0 | 0 | 0 | 0 | 0 | 0 | 0 | 0 | 0 | 0 | 0 | 0 | 0 | 0 | 0
2020-05-01 08:47 | 1.18 | 0 | 0 | 0 | 0 | 0 | 0 | 0 | 0 | 0 | 0 | 0 | 0 | 0 | 0 | 0 | 0 | 0 | 0 | 0 | 0 | 0 | 0
2020-05-01 08:48 | 1.24 | 0 | 0 | 0 | 0 | 0 | 0 | 0 | 0 | 0 | 0 | 0 | 0 | 0 | 0 | 0 | 0 | 0 | 0 | 0 | 0 | 0 | 0
2020-05-01 08:49 | 1.19 | 0 | 0 | 0 | 0 | 0 | 0 | 0 | 0 | 0 | 0 | 0 | 0 | 0 | 0 | 0 | 0 | 0 | 0 | 0 | 0 | 0 | 0
2020-05-01 08:50 | 1.25 | 0 | 0 | 0 | 0 | 0 | 0 | 0 | 0 | 0 | 0 | 0 | 0 | 0 | 0 | 0 | 0 | 0 | 0 | 0 | 0 | 0 | 0
2020-05-01 08:51 | 1.33 | 0 | 0 | 0 | 0 | 0 | 0 | 0 | 0 | 0 | 0 | 0 | 0 | 0 | 0 | 0 | 0 | 0 | 0 | 0 | 0 | 0 | 0
2020-05-01 08:52 | 1.35 | 0 | 0 | 0 | 0 | 0 | 0 | 0 | 0 | 0 | 0 | 0 | 0 | 0 | 0 | 0 | 0 | 0 | 0 | 0 | 0 | 0 | 0
2020-05-01 08:53 | 1.40 | 0 | 0 | 0 | 0 | 0 | 0 | 0 | 0 | 0 | 0 | 0 | 0 | 0 | 0 | 0 | 0 | 0 | 0 | 0 | 0 | 0 | 0
2020-05-01 08:54 | 1.45 | 14.2729 | 26.1138 | 17.5408 | 26.3483 | 17.5088 | 10.5619 | 32.736 | 17.4724 | 25.735 | 17.6378 | 16.7607 | 17.4938 | 17.1635 | 16.8309 | 17.6243 | 19.0625 | 17.705 | 17.8303 | 17.8303 | 16.8309 | 16.6786 | 15.2499
2020-05-01 08:55 | 1.48 | 63.3158 | 84.1499 | 69.1817 | 85.282 | 69.1498 | 54.8289 | 96.0559 | 69.1133 | 83.4059 | 69.2774 | 67.522 | 69.1347 | 65.5956 | 64.9861 | 69.2642 | 70.2521 | 70.1496 | 70.2742 | 70.2742 | 64.9861 | 68.4012 | 62.0048
2020-05-01 08:56 | 1.52 | 167.9758 | 207.2554 | 178.4733 | 211.1816 | 178.4747 | 150.2492 | 232.037 | 178.4752 | 205.5943 | 178.4637 | 174.6771 | 178.475 | 164.8372 | 163.6298 | 178.4656 | 177.0159 | 183.2064 | 183.1977 | 183.1977 | 163.6298 | 179.6425 | 157.5913
2020-05-01 08:57 | 1.54 | 217.1029 | 240.9289 | 223.2982 | 244.826 | 223.3256 | 204.0251 | 257.5898 | 223.3552 | 239.6796 | 223.2058 | 220.4243 | 223.338 | 207.805 | 207.0202 | 223.2195 | 220.8339 | 225.4183 | 225.3135 | 225.3135 | 207.0202 | 224.3186 | 203.0667
2020-05-01 08:58 | 1.46 | 281.8758 | 298.022 | 286.3134 | 301.9678 | 286.3784 | 269.7669 | 309.9161 | 286.4496 | 296.9697 | 286.1022 | 283.9214 | 286.4081 | 268.4955 | 267.9499 | 286.1328 | 283.5034 | 285.0267 | 284.7887 | 284.7887 | 267.9499 | 286.0975 | 265.1379
2020-05-01 08:59 | 1.53 | 311.0243 | 316.9928 | 313.6136 | 319.7047 | 313.7 | 300.981 | 320.3788 | 313.7949 | 316.4097 | 313.3349 | 312.3061 | 313.7395 | 297.6536 | 297.4577 | 313.3752 | 311.2189 | 306.4398 | 306.1395 | 306.1395 | 297.4577 | 310.3412 | 296.3502
2020-05-01 09:00 | 1.54 | 321.504 | 318.6443 | 323.0701 | 319.3962 | 323.1644 | 312.852 | 312.4849 | 323.2681 | 318.6095 | 322.7664 | 322.9962 | 323.2076 | 311.0442 | 311.1768 | 322.8103 | 320.8654 | 308.2895 | 307.9837 | 307.9837 | 311.1768 | 315.322 | 311.6765
2020-05-01 09:01 | 1.51 | 311.4179 | 301.0845 | 312.7639 | 299.1329 | 312.8495 | 303.507 | 284.3081 | 312.9437 | 301.6762 | 312.4874 | 314.0559 | 312.8888 | 306.6174 | 307.0482 | 312.5273 | 310.3544 | 288.6231 | 288.3749 | 288.3749 | 307.0482 | 299.1118 | 309.0184
2020-05-01 09:02 | 1.53 | 282.2501 | 265.8162 | 284.2149 | 260.326 | 284.2784 | 274.4058 | 237.1941 | 284.348 | 267.122 | 284.0084 | 287.0338 | 284.3075 | 285.9671 | 286.6678 | 284.0384 | 281.3865 | 248.7197 | 248.5759 | 248.5759 | 286.6678 | 263.0715 | 289.9784
2020-05-01 09:03 | 1.60 | 232.6668 | 211.8291 | 236.2282 | 201.8158 | 236.2594 | 224.1528 | 170.186 | 236.293 | 213.9457 | 236.1242 | 240.7739 | 236.2735 | 248.235 | 249.1751 | 236.1396 | 233.1636 | 187.1696 | 187.1557 | 187.1557 | 249.1751 | 205.7887 | 253.6807
2020-05-01 09:04 | 1.48 | 166.2772 | 143.8184 | 172.3548 | 128.9672 | 172.3534 | 156.4597 | 91.5711 | 172.3508 | 146.7177 | 172.354 | 178.6627 | 172.3524 | 196.2121 | 197.3374 | 172.3546 | 171.1078 | 110.1146 | 110.208 | 110.208 | 197.3374 | 132.1622 | 202.7683
2020-05-01 09:05 | 1.54 | 82.5136 | 65.3835 | 90.7386 | 50.0324 | 90.7102 | 72.5762 | 25.3522 | 90.6777 | 68.3157 | 90.8233 | 97.7047 | 90.6968 | 123.4656 | 124.5759 | 90.8117 | 91.5423 | 33.7449 | 33.8923 | 33.8923 | 124.5759 | 50.1299 | 129.9648
2020-05-01 09:06 | 1.48 | 16.303 | 12.2998 | 19.9555 | 9.0074 | 19.9234 | 12.9216 | 8.2144 | 19.887 | 13.1709 | 20.0525 | 22.7708 | 19.9084 | 36.236 | 36.6881 | 20.0391 | 21.5017 | 7.9729 | 8.1015 | 8.1015 | 36.6881 | 8.5802 | 38.9314
2020-05-01 09:07 | 1.47 | 0 | 0 | 0 | 0 | 0 | 0 | 0 | 0 | 0 | 0 | 0 | 0 | 0 | 0 | 0 | 0 | 0 | 0 | 0 | 0 | 0 | 0
2020-05-01 09:08 | 1.42 | 0 | 0 | 0 | 0 | 0 | 0 | 0 | 0 | 0 | 0 | 0 | 0 | 0 | 0 | 0 | 0 | 0 | 0 | 0 | 0 | 0 | 0
2020-05-01 09:09 | 1.46 | 0 | 0 | 0 | 0 | 0 | 0 | 0 | 0 | 0 | 0 | 0 | 0 | 0 | 0 | 0 | 0 | 0 | 0 | 0 | 0 | 0 | 0
2020-05-01 09:10 | 1.44 | 0 | 0 | 0 | 0 | 0 | 0 | 0 | 0 | 0 | 0 | 0 | 0 | 0 | 0 | 0 | 0 | 0 | 0 | 0 | 0 | 0 | 0
2020-05-01 09:11 | 1.39 | 0 | 0 | 0 | 0 | 0 | 0 | 0 | 0 | 0 | 0 | 0 | 0 | 0 | 0 | 0 | 0 | 0 | 0 | 0 | 0 | 0 | 0
2020-05-01 09:12 | 1.45 | 0 | 0 | 0 | 0 | 0 | 0 | 0 | 0 | 0 | 0 | 0 | 0 | 0 | 0 | 0 | 0 | 0 | 0 | 0 | 0 | 0 | 0
2020-05-01 09:13 | 1.47 | 0 | 0 | 0 | 0 | 0 | 0 | 0 | 0 | 0 | 0 | 0 | 0 | 0 | 0 | 0 | 0 | 0 | 0 | 0 | 0 | 0 | 0
2020-05-01 09:14 | 1.44 | 0 | 0 | 0 | 0 | 0 | 0 | 0 | 0 | 0 | 0 | 0 | 0 | 0 | 0 | 0 | 0 | 0 | 0 | 0 | 0 | 0 | 0
2020-05-01 09:15 | 1.50 | 0 | 0 | 0 | 0 | 0 | 0 | 0 | 0 | 0 | 0 | 0 | 0 | 0 | 0 | 0 | 0 | 0 | 0 | 0 | 0 | 0 | 0
2020-05-01 09:16 | 1.55 | 0 | 0 | 0 | 0 | 0 | 0 | 0 | 0 | 0 | 0 | 0 | 0 | 0 | 0 | 0 | 0 | 0 | 0 | 0 | 0 | 0 | 0
2020-05-01 09:17 | 1.30 | 0 | 0 | 0 | 0 | 0 | 0 | 0 | 0 | 0 | 0 | 0 | 0 | 0 | 0 | 0 | 0 | 0 | 0 | 0 | 0 | 0 | 0
2020-05-01 09:18 | 1.19 | 5.5648 | 5.7671 | 5.6443 | 5.7687 | 5.6114 | 5.4299 | 5.8216 | 5.574 | 5.7599 | 5.744 | 5.5603 | 5.596 | 5.4985 | 5.4564 | 5.7301 | 7.0142 | 5.2621 | 5.3909 | 5.3909 | 5.4564 | 5.3517 | 5.3053
2020-05-01 09:19 | 1.69 | 39.7439 | 40.8788 | 40.2431 | 40.9486 | 40.206 | 38.6557 | 41.1507 | 40.1638 | 40.8362 | 40.3552 | 40.0639 | 40.1886 | 39.3455 | 39.2721 | 40.3396 | 41.7054 | 38.9934 | 39.1394 | 39.1394 | 39.2721 | 39.3897 | 38.9713
2020-05-01 09:20 | 1.81 | 104.1796 | 114.603 | 107.2313 | 115.6526 | 107.2068 | 98.5787 | 120.7064 | 107.1785 | 114.157 | 107.3036 | 106.168 | 107.1952 | 102.6648 | 102.3226 | 107.2938 | 107.7398 | 106.5875 | 106.6856 | 106.6856 | 102.3226 | 106.396 | 100.6585
2020-05-01 09:21 | 1.73 | 222.2211 | 245.7407 | 228.2595 | 249.7536 | 228.2907 | 209.2468 | 262.4278 | 228.3244 | 244.4824 | 228.1553 | 225.356 | 228.3048 | 212.3286 | 211.5458 | 228.1707 | 225.8392 | 230.6865 | 230.5662 | 230.5662 | 211.5458 | 229.5497 | 207.5955
2020-05-01 09:22 | 1.01 | 282.858 | 298.8318 | 287.1436 | 302.9103 | 287.2092 | 270.9119 | 310.9423 | 287.2811 | 297.7635 | 286.9305 | 284.7092 | 287.2392 | 268.9709 | 268.4227 | 286.9614 | 284.3418 | 286.3106 | 286.0691 | 286.0691 | 268.4227 | 287.2685 | 265.5984
2020-05-01 09:23 | 0.65 | 316.657 | 322.4822 | 319.1192 | 325.3683 | 319.2101 | 306.6396 | 326.1068 | 319.3102 | 321.8759 | 318.8257 | 317.7604 | 319.2518 | 302.5692 | 302.3727 | 318.8681 | 316.8398 | 312.2883 | 311.9699 | 311.9699 | 302.3727 | 316.1448 | 301.2571
2020-05-01 09:24 | 1.56 | 324.4526 | 321.5465 | 325.8795 | 322.4714 | 325.9767 | 315.9427 | 315.7802 | 326.0836 | 321.4863 | 325.5665 | 325.75 | 326.0212 | 313.4378 | 313.5663 | 325.6117 | 323.7838 | 311.7003 | 311.3817 | 311.3817 | 313.5663 | 318.56 | 314.043
2020-05-01 09:25 | 1.76 | 314.5148 | 304.195 | 315.7047 | 302.4345 | 315.7934 | 306.8213 | 287.9516 | 315.8909 | 304.7571 | 315.4185 | 316.9354 | 315.834 | 309.2115 | 309.6371 | 315.4599 | 313.4065 | 292.3761 | 292.1153 | 292.1153 | 309.6371 | 302.5999 | 311.5785
2020-05-01 09:26 | 1.55 | 256.7037 | 243.1339 | 258.314 | 238.7373 | 258.3606 | 250.0431 | 219.7029 | 258.4114 | 244.191 | 258.1609 | 260.5794 | 258.3818 | 259.1743 | 259.7409 | 258.1833 | 255.52 | 228.9688 | 228.8688 | 228.8688 | 259.7409 | 240.8631 | 262.4268
2020-05-01 09:27 | 0.92 | 148.0294 | 140.2757 | 149.3951 | 136.9679 | 149.393 | 144.0543 | 125.1674 | 149.3897 | 141.0004 | 149.3963 | 150.9076 | 149.3918 | 151.9364 | 152.2578 | 149.3966 | 148.9586 | 130.529 | 130.5799 | 130.5799 | 152.2578 | 137.8373 | 153.8211
2020-05-01 09:28 | 0.77 | 119.3814 | 109.1887 | 122.1437 | 102.7716 | 122.1262 | 114.4146 | 85.8335 | 122.1058 | 110.456 | 122.1938 | 124.863 | 122.1179 | 131.6412 | 132.1252 | 122.1871 | 122.1173 | 93.5821 | 93.6901 | 93.6901 | 132.1252 | 103.8009 | 134.4908
2020-05-01 09:29 | 1.60 | 57.2284 | 52.9697 | 59.2669 | 49.3544 | 59.2325 | 54.3109 | 42.6345 | 59.1931 | 53.6611 | 59.3708 | 60.831 | 59.2162 | 66.1603 | 66.396 | 59.3565 | 60.5328 | 44.3497 | 44.4939 | 44.4939 | 66.396 | 48.9255 | 67.5875
2020-05-01 09:30 | 1.41 | 8.7779 | 8.6245 | 8.9828 | 8.5706 | 8.95 | 8.5199 | 8.4485 | 8.9128 | 8.6522 | 9.0821 | 9.0503 | 8.9347 | 9.6595 | 9.6492 | 9.0683 | 10.4186 | 8.1486 | 8.2771 | 8.2771 | 9.6492 | 8.3012 | 9.6516
2020-05-01 09:31 | 1.29 | 0 | 0 | 0 | 0 | 0 | 0 | 0 | 0 | 0 | 0 | 0 | 0 | 0 | 0 | 0 | 0 | 0 | 0 | 0 | 0 | 0 | 0
2020-05-01 09:32 | 1.70 | 0 | 0 | 0 | 0 | 0 | 0 | 0 | 0 | 0 | 0 | 0 | 0 | 0 | 0 | 0 | 0 | 0 | 0 | 0 | 0 | 0 | 0
2020-05-01 09:33 | 1.55 | 0 | 0 | 0 | 0 | 0 | 0 | 0 | 0 | 0 | 0 | 0 | 0 | 0 | 0 | 0 | 0 | 0 | 0 | 0 | 0 | 0 | 0
2020-05-01 09:34 | 1.47 | 0 | 0 | 0 | 0 | 0 | 0 | 0 | 0 | 0 | 0 | 0 | 0 | 0 | 0 | 0 | 0 | 0 | 0 | 0 | 0 | 0 | 0
2020-05-01 09:35 | 1.43 | 0 | 0 | 0 | 0 | 0 | 0 | 0 | 0 | 0 | 0 | 0 | 0 | 0 | 0 | 0 | 0 | 0 | 0 | 0 | 0 | 0 | 0
2020-05-01 09:36 | 1.36 | 0 | 0 | 0 | 0 | 0 | 0 | 0 | 0 | 0 | 0 | 0 | 0 | 0 | 0 | 0 | 0 | 0 | 0 | 0 | 0 | 0 | 0
2020-05-01 09:37 | 1.32 | 0 | 0 | 0 | 0 | 0 | 0 | 0 | 0 | 0 | 0 | 0 | 0 | 0 | 0 | 0 | 0 | 0 | 0 | 0 | 0 | 0 | 0
2020-05-01 09:38 | 1.28 | 0 | 0 | 0 | 0 | 0 | 0 | 0 | 0 | 0 | 0 | 0 | 0 | 0 | 0 | 0 | 0 | 0 | 0 | 0 | 0 | 0 | 0
2020-05-01 09:39 | 1.27 | 0 | 0 | 0 | 0 | 0 | 0 | 0 | 0 | 0 | 0 | 0 | 0 | 0 | 0 | 0 | 0 | 0 | 0 | 0 | 0 | 0 | 0
2020-05-01 09:40 | 1.25 | 0 | 0 | 0 | 0 | 0 | 0 | 0 | 0 | 0 | 0 | 0 | 0 | 0 | 0 | 0 | 0 | 0 | 0 | 0 | 0 | 0 | 0
2020-05-01 09:41 | 1.24 | 0 | 0 | 0 | 0 | 0 | 0 | 0 | 0 | 0 | 0 | 0 | 0 | 0 | 0 | 0 | 0 | 0 | 0 | 0 | 0 | 0 | 0
2020-05-01 09:42 | 1.20 | 11.0143 | 14.6569 | 11.9428 | 14.7073 | 11.9036 | 10.0596 | 16.7985 | 11.8665 | 14.534 | 12.0616 | 11.669 | 11.8882 | 11.7339 | 11.6005 | 12.0451 | 13.5662 | 11.6068 | 11.7346 | 11.7346 | 11.6005 | 11.4325 | 11.0649
2020-05-01 09:43 | 1.16 | 77.2766 | 110.017 | 86.2614 | 112.0248 | 86.2329 | 64.3057 | 129.2954 | 86.2003 | 108.8188 | 86.3463 | 83.6035 | 86.2195 | 80.4311 | 79.4823 | 86.3347 | 87.0719 | 89.3726 | 89.4822 | 89.4822 | 79.4823 | 86.0985 | 74.8015
2020-05-01 09:44 | 1.16 | 158.22 | 194.2448 | 167.6708 | 198.0906 | 167.6673 | 142.1245 | 217.5158 | 167.6625 | 192.6822 | 167.6766 | 164.0833 | 167.6654 | 154.5031 | 153.3793 | 167.6762 | 166.5811 | 172.7051 | 172.7147 | 172.7147 | 153.3793 | 169.2541 | 147.7712
2020-05-01 09:45 | 1.10 | 236.8686 | 264.5657 | 243.8064 | 269.2978 | 243.8424 | 222.1791 | 284.5632 | 243.8815 | 263.0832 | 243.687 | 240.3886 | 243.8588 | 225.5981 | 224.6752 | 243.7045 | 240.744 | 247.6948 | 247.5536 | 247.5536 | 224.6752 | 245.9272 | 220.0201
2020-05-01 09:46 | 1.05 | 290.2465 | 306.3927 | 294.4605 | 310.7139 | 294.5319 | 278.1952 | 319.0158 | 294.6102 | 305.282 | 294.2292 | 291.9284 | 294.5646 | 275.4484 | 274.8874 | 294.2627 | 291.775 | 294.1382 | 293.8735 | 293.8735 | 274.8874 | 294.9903 | 271.9913
2020-05-01 09:47 | 1.05 | 326.9637 | 332.7878 | 329.3309 | 335.8996 | 329.4306 | 316.8545 | 336.7834 | 329.5404 | 332.1466 | 329.0098 | 327.9 | 329.4763 | 311.9658 | 311.7664 | 329.0561 | 327.2749 | 322.8777 | 322.5257 | 322.5257 | 311.7664 | 326.6928 | 310.6236
2020-05-01 09:48 | 1.02 | 335.233 | 331.8595 | 336.5125 | 332.9155 | 336.6185 | 326.6939 | 325.9596 | 336.7353 | 331.7922 | 336.1715 | 336.3737 | 336.6672 | 323.4494 | 323.5929 | 336.2207 | 334.6278 | 322.2898 | 321.9398 | 321.9398 | 323.5929 | 329.2865 | 324.1306
2020-05-01 09:49 | 0.99 | 205.4955 | 200.9965 | 206.268 | 200.3955 | 206.2877 | 200.9887 | 193.5746 | 206.3086 | 201.2153 | 206.2003 | 206.6877 | 206.2965 | 201.7652 | 201.9222 | 206.2105 | 204.6481 | 194.3626 | 194.3189 | 194.3189 | 201.9222 | 199.5691 | 202.6611
2020-05-01 09:50 | 0.95 | 228.8948 | 217.7834 | 230.0569 | 214.5613 | 230.0952 | 223.3359 | 199.2775 | 230.1368 | 218.5916 | 229.9303 | 231.7741 | 230.1126 | 229.569 | 230.0182 | 229.9489 | 228.3109 | 206.6194 | 206.5391 | 206.5391 | 230.0182 | 216.2656 | 232.148
2020-05-01 09:51 | 0.90 | 65.4765 | 65.1855 | 65.8324 | 65.0562 | 65.7987 | 64.3016 | 63.9713 | 65.7602 | 65.213 | 65.9338 | 65.804 | 65.7828 | 64.8745 | 64.8487 | 65.9198 | 67.0398 | 63.1258 | 63.2603 | 63.2603 | 64.8487 | 64.1777 | 64.7772
2020-05-01 09:52 | 0.87 | 87.0756 | 85.18 | 87.8936 | 84.0322 | 87.864 | 85.0754 | 80.3208 | 87.8302 | 85.409 | 87.9817 | 88.3232 | 87.8501 | 88.508 | 88.5695 | 87.9696 | 88.7825 | 80.663 | 80.7856 | 80.7856 | 88.5695 | 83.3189 | 88.9141
2020-05-01 09:53 | 0.85 | 52.9371 | 47.9968 | 55.6023 | 43.5563 | 55.5669 | 49.5062 | 37.2321 | 55.5267 | 48.8583 | 55.709 | 57.6637 | 55.5503 | 65.332 | 65.6444 | 55.6942 | 56.9347 | 38.3042 | 38.4508 | 38.4508 | 65.6444 | 43.0181 | 67.2067
2020-05-01 09:54 | 0.82 | 10.0498 | 9.6834 | 10.3597 | 9.3782 | 10.3271 | 9.6447 | 9.1534 | 10.2899 | 9.7526 | 10.4588 | 10.5076 | 10.3117 | 11.3617 | 11.3631 | 10.445 | 11.8629 | 8.841 | 8.9693 | 8.9693 | 11.3631 | 9.0839 | 11.4217
2020-05-01 09:55 | 0.80 | 0 | 0 | 0 | 0 | 0 | 0 | 0 | 0 | 0 | 0 | 0 | 0 | 0 | 0 | 0 | 0 | 0 | 0 | 0 | 0 | 0 | 0
2020-05-01 09:56 | 0.75 | 0 | 0 | 0 | 0 | 0 | 0 | 0 | 0 | 0 | 0 | 0 | 0 | 0 | 0 | 0 | 0 | 0 | 0 | 0 | 0 | 0 | 0
2020-05-01 09:57 | 0.74 | 0 | 0 | 0 | 0 | 0 | 0 | 0 | 0 | 0 | 0 | 0 | 0 | 0 | 0 | 0 | 0 | 0 | 0 | 0 | 0 | 0 | 0
2020-05-01 09:58 | 0.78 | 0 | 0 | 0 | 0 | 0 | 0 | 0 | 0 | 0 | 0 | 0 | 0 | 0 | 0 | 0 | 0 | 0 | 0 | 0 | 0 | 0 | 0
2020-05-01 09:59 | 0.75 | 0 | 0 | 0 | 0 | 0 | 0 | 0 | 0 | 0 | 0 | 0 | 0 | 0 | 0 | 0 | 0 | 0 | 0 | 0 | 0 | 0 | 0
2020-05-01 10:00 | 0.77 | 0 | 0 | 0 | 0 | 0 | 0 | 0 | 0 | 0 | 0 | 0 | 0 | 0 | 0 | 0 | 0 | 0 | 0 | 0 | 0 | 0 | 0
2020-05-01 10:01 | 0.74 | 0 | 0 | 0 | 0 | 0 | 0 | 0 | 0 | 0 | 0 | 0 | 0 | 0 | 0 | 0 | 0 | 0 | 0 | 0 | 0 | 0 | 0
2020-05-01 10:02 | 0.72 | 0 | 0 | 0 | 0 | 0 | 0 | 0 | 0 | 0 | 0 | 0 | 0 | 0 | 0 | 0 | 0 | 0 | 0 | 0 | 0 | 0 | 0
2020-05-01 10:03 | 0.70 | 0 | 0 | 0 | 0 | 0 | 0 | 0 | 0 | 0 | 0 | 0 | 0 | 0 | 0 | 0 | 0 | 0 | 0 | 0 | 0 | 0 | 0
2020-05-01 10:04 | 0.68 | 0 | 0 | 0 | 0 | 0 | 0 | 0 | 0 | 0 | 0 | 0 | 0 | 0 | 0 | 0 | 0 | 0 | 0 | 0 | 0 | 0 | 0
2020-05-01 10:05 | 0.65 | 0 | 0 | 0 | 0 | 0 | 0 | 0 | 0 | 0 | 0 | 0 | 0 | 0 | 0 | 0 | 0 | 0 | 0 | 0 | 0 | 0 | 0
2020-05-01 10:06 | 0.68 | 17.9387 | 35.8295 | 22.6354 | 36.2118 | 22.597 | 13.1057 | 46.323 | 22.5533 | 35.2401 | 22.7518 | 21.4952 | 22.579 | 22.1936 | 21.7084 | 22.7357 | 24.201 | 23.2583 | 23.4043 | 23.4043 | 21.7084 | 21.5962 | 19.4185
2020-05-01 10:07 | 0.65 | 84.2677 | 127.3729 | 95.9954 | 129.9233 | 95.9682 | 67.7788 | 152.846 | 95.937 | 125.8074 | 96.0761 | 92.5697 | 95.9554 | 89.0495 | 87.8211 | 96.065 | 96.7049 | 100.6142 | 100.7175 | 100.7175 | 87.8211 | 96.0575 | 81.7519
2020-05-01 10:08 | 0.58 | 165.8566 | 204.3819 | 175.8094 | 208.6817 | 175.8094 | 148.8171 | 229.7188 | 175.8084 | 202.6811 | 175.804 | 171.9062 | 175.8091 | 161.2721 | 160.0639 | 175.8052 | 174.4529 | 181.8905 | 181.8846 | 181.8846 | 160.0639 | 178.0039 | 154.0311
2020-05-01 10:09 | 0.54 | 235.7341 | 263.1498 | 242.4814 | 268.0171 | 242.5166 | 221.284 | 283.3495 | 242.5548 | 261.6529 | 242.3646 | 239.0292 | 242.5326 | 223.9585 | 223.0371 | 242.3818 | 239.4239 | 246.7916 | 246.6526 | 246.6526 | 223.0371 | 244.9305 | 218.3941
2020-05-01 10:10 | 0.53 | 282.4248 | 297.9631 | 286.3793 | 302.3127 | 286.4443 | 270.8459 | 310.4764 | 286.5156 | 296.8642 | 286.1679 | 283.8624 | 286.4741 | 267.5037 | 266.9523 | 286.1986 | 283.5697 | 286.4216 | 286.1797 | 286.1797 | 266.9523 | 287.1721 | 264.1173
2020-05-01 10:11 | 0.50 | 314.8413 | 320.185 | 316.9617 | 323.3322 | 317.0509 | 305.2247 | 324.1828 | 317.1489 | 319.5514 | 316.6741 | 315.5259 | 317.0917 | 299.7733 | 299.5743 | 316.7157 | 314.6345 | 311.0211 | 310.7068 | 310.7068 | 299.5743 | 314.6566 | 298.4532
2020-05-01 10:12 | 0.51 | 327.9229 | 324.2288 | 329.0064 | 325.4072 | 329.1057 | 319.6408 | 318.4784 | 329.2151 | 324.1516 | 328.6865 | 328.8252 | 329.1513 | 315.6765 | 315.815 | 328.7327 | 326.9333 | 315.2322 | 314.9048 | 314.9048 | 315.815 | 322.1062 | 316.342
2020-05-01 10:13 | 0.51 | 300.012 | 290.2876 | 300.8524 | 288.9832 | 300.9313 | 293.1158 | 275.9095 | 301.0179 | 290.7627 | 300.5974 | 301.875 | 300.9674 | 294.0064 | 294.3866 | 300.6343 | 298.542 | 280.2102 | 279.9771 | 279.9771 | 294.3866 | 289.4105 | 296.1254
2020-05-01 10:14 | 0.52 | 233.3494 | 221.8709 | 234.5477 | 218.4783 | 234.5783 | 227.7493 | 202.8475 | 234.6113 | 222.7149 | 234.4455 | 236.3387 | 234.5922 | 234.3967 | 234.8549 | 234.4606 | 231.623 | 210.4656 | 210.407 | 210.407 | 234.8549 | 220.2913 | 237.0427
2020-05-01 10:15 | 0.47 | 231.3348 | 210.3108 | 234.2266 | 201.1027 | 234.2567 | 223.6654 | 170.7119 | 234.2891 | 212.3114 | 234.1261 | 238.5076 | 234.2703 | 244.7296 | 245.6429 | 234.1409 | 231.1974 | 188.2424 | 188.2264 | 188.2264 | 245.6429 | 205.8766 | 250.027
2020-05-01 10:16 | 0.46 | 149.1345 | 130.7582 | 153.3391 | 119.7524 | 153.3311 | 141.8269 | 90.6837 | 153.3211 | 132.9569 | 153.3594 | 158.0955 | 153.3271 | 170.4071 | 171.2804 | 153.357 | 152.598 | 106.007 | 106.1047 | 106.1047 | 171.2804 | 122.9856 | 175.5144
2020-05-01 10:17 | 0.42 | 71.9574 | 57.8248 | 78.4914 | 45.7989 | 78.46 | 64.1296 | 28.2313 | 78.4242 | 60.1683 | 78.5852 | 84.1608 | 78.4453 | 105.2077 | 106.1173 | 78.5723 | 79.5164 | 33.7687 | 33.9157 | 33.9157 | 106.1173 | 46.0874 | 110.5487
2020-05-01 10:18 | 0.39 | 16.6774 | 12.4547 | 20.1129 | 9.4094 | 20.0809 | 13.4821 | 8.6683 | 20.0444 | 13.2872 | 20.21 | 22.8768 | 20.0658 | 35.8821 | 36.3348 | 20.1965 | 21.6469 | 8.4198 | 8.5483 | 8.5483 | 36.3348 | 9.0694 | 38.5846
2020-05-01 10:19 | 0.32 | 0 | 0 | 0 | 0 | 0 | 0 | 0 | 0 | 0 | 0 | 0 | 0 | 0 | 0 | 0 | 0 | 0 | 0 | 0 | 0 | 0 | 0
2020-05-01 10:20 | 0.28 | 0 | 0 | 0 | 0 | 0 | 0 | 0 | 0 | 0 | 0 | 0 | 0 | 0 | 0 | 0 | 0 | 0 | 0 | 0 | 0 | 0 | 0
2020-05-01 10:21 | 0.25 | 0 | 0 | 0 | 0 | 0 | 0 | 0 | 0 | 0 | 0 | 0 | 0 | 0 | 0 | 0 | 0 | 0 | 0 | 0 | 0 | 0 | 0
2020-05-01 10:22 | 0.24 | 0 | 0 | 0 | 0 | 0 | 0 | 0 | 0 | 0 | 0 | 0 | 0 | 0 | 0 | 0 | 0 | 0 | 0 | 0 | 0 | 0 | 0
2020-05-01 10:23 | 0.23 | 0 | 0 | 0 | 0 | 0 | 0 | 0 | 0 | 0 | 0 | 0 | 0 | 0 | 0 | 0 | 0 | 0 | 0 | 0 | 0 | 0 | 0
2020-05-01 10:24 | 0.22 | 0 | 0 | 0 | 0 | 0 | 0 | 0 | 0 | 0 | 0 | 0 | 0 | 0 | 0 | 0 | 0 | 0 | 0 | 0 | 0 | 0 | 0
2020-05-01 10:25 | 0.21 | 0 | 0 | 0 | 0 | 0 | 0 | 0 | 0 | 0 | 0 | 0 | 0 | 0 | 0 | 0 | 0 | 0 | 0 | 0 | 0 | 0 | 0
2020-05-01 10:26 | 0.20 | 0 | 0 | 0 | 0 | 0 | 0 | 0 | 0 | 0 | 0 | 0 | 0 | 0 | 0 | 0 | 0 | 0 | 0 | 0 | 0 | 0 | 0
2020-05-01 10:27 | 0.18 | 0 | 0 | 0 | 0 | 0 | 0 | 0 | 0 | 0 | 0 | 0 | 0 | 0 | 0 | 0 | 0 | 0 | 0 | 0 | 0 | 0 | 0
2020-05-01 10:28 | 0.19 | 0 | 0 | 0 | 0 | 0 | 0 | 0 | 0 | 0 | 0 | 0 | 0 | 0 | 0 | 0 | 0 | 0 | 0 | 0 | 0 | 0 | 0
2020-05-01 10:29 | 0.22 | 0 | 0 | 0 | 0 | 0 | 0 | 0 | 0 | 0 | 0 | 0 | 0 | 0 | 0 | 0 | 0 | 0 | 0 | 0 | 0 | 0 | 0
2020-05-01 10:30 | 0.19 | 16.8552 | 37.0305 | 22.0965 | 37.5157 | 22.0647 | 11.53 | 49.0237 | 22.0285 | 36.3577 | 22.1929 | 20.8206 | 22.0498 | 21.5667 | 21.0322 | 22.1795 | 23.4421 | 23.1356 | 23.2599 | 23.2599 | 21.0322 | 21.1571 | 18.4874
2020-05-01 10:31 | 0.19 | 85.5282 | 131.2691 | 97.8546 | 134.115 | 97.8279 | 68.1747 | 158.5875 | 97.7973 | 129.588 | 97.9337 | 94.1645 | 97.8153 | 90.1852 | 88.8755 | 97.9229 | 98.5254 | 103.3825 | 103.4829 | 103.4829 | 88.8755 | 98.3555 | 82.4017
2020-05-01 10:32 | 0.22 | 167.6313 | 207.0841 | 177.7041 | 211.633 | 177.705 | 150.3014 | 233.2961 | 177.7049 | 205.3219 | 177.6961 | 173.6388 | 177.7051 | 162.4293 | 161.1803 | 177.6977 | 176.2833 | 184.5787 | 184.5681 | 184.5681 | 161.1803 | 180.4051 | 154.9411
2020-05-01 10:33 | 0.21 | 238.7034 | 266.4333 | 245.3963 | 271.5374 | 245.4333 | 224.1949 | 287.2471 | 245.4735 | 264.8912 | 245.2735 | 241.8318 | 245.4501 | 226.15 | 225.2082 | 245.2916 | 242.3337 | 250.3526 | 250.2048 | 250.2048 | 225.2082 | 248.3097 | 220.4619
2020-05-01 10:34 | 0.11 | 286.5648 | 302.1574 | 290.4069 | 306.7231 | 290.475 | 275.0009 | 315.119 | 290.5496 | 301.0234 | 290.186 | 287.8056 | 290.5061 | 270.8503 | 270.2883 | 290.218 | 287.6477 | 290.9978 | 290.7429 | 290.7429 | 270.2883 | 291.619 | 267.3973
2020-05-01 10:35 | 0.10 | 318.577 | 323.7307 | 320.5372 | 327.0507 | 320.6293 | 309.072 | 327.9823 | 320.7306 | 323.0755 | 320.2401 | 319.0501 | 320.6715 | 302.8205 | 302.6202 | 320.283 | 318.2825 | 315.0463 | 314.7194 | 314.7194 | 302.6202 | 318.5923 | 301.4904
2020-05-01 10:36 | 0.09 | 329.9534 | 325.9839 | 330.8555 | 327.3001 | 330.9564 | 321.8744 | 320.4112 | 331.0676 | 325.8931 | 330.5305 | 330.6411 | 331.0027 | 317.1835 | 317.3242 | 330.5774 | 328.8259 | 317.545 | 317.2104 | 317.2104 | 317.3242 | 324.3111 | 317.8612
2020-05-01 10:37 | 0.09 | 315.5265 | 304.0387 | 316.1719 | 302.6465 | 316.2607 | 308.3179 | 287.9005 | 316.3583 | 304.5774 | 315.8853 | 317.3264 | 316.3014 | 308.5587 | 308.9967 | 315.9267 | 313.859 | 293.6893 | 293.4253 | 293.4253 | 308.9967 | 303.816 | 311.0057
2020-05-01 10:38 | 0.09 | 291.3231 | 272.8985 | 292.5807 | 267.7356 | 292.6504 | 284.0753 | 243.6916 | 292.7268 | 274.2117 | 292.3547 | 295.3901 | 292.6823 | 293.1336 | 293.8752 | 292.3875 | 289.8467 | 257.5623 | 257.3971 | 257.3971 | 293.8752 | 272.0418 | 297.3829
2020-05-01 10:39 | 0.08 | 241.7536 | 218.6492 | 244.5887 | 208.8851 | 244.6254 | 233.8715 | 176.0741 | 244.6651 | 220.7941 | 244.4673 | 249.1675 | 244.642 | 255.587 | 256.5779 | 244.4851 | 241.5388 | 195.7533 | 195.7222 | 195.7222 | 256.5779 | 214.5934 | 261.3291
2020-05-01 10:40 | 0.08 | 167.9699 | 143.6087 | 173.2777 | 129.1246 | 173.2766 | 158.9866 | 91.1916 | 173.2744 | 146.5082 | 173.2757 | 179.5605 | 173.2758 | 196.2039 | 197.3628 | 173.2765 | 172.0038 | 112.0629 | 112.1542 | 112.1542 | 197.3628 | 133.9874 | 202.9644
2020-05-01 10:41 | 0.09 | 83.6791 | 64.9692 | 91.142 | 50.0272 | 91.1138 | 74.5325 | 25.0012 | 91.0814 | 67.8763 | 91.2261 | 98.033 | 91.1004 | 122.7669 | 123.9006 | 91.2145 | 91.9323 | 34.8638 | 35.011 | 35.011 | 123.9006 | 51.4413 | 129.4117
2020-05-01 10:42 | 0.10 | 16.3928 | 12.1367 | 19.7548 | 9.215 | 19.7227 | 13.2823 | 8.5165 | 19.6863 | 12.9433 | 19.8519 | 22.5059 | 19.7077 | 35.3863 | 35.8455 | 19.8384 | 21.1216 | 8.2687 | 8.3972 | 8.3972 | 35.8455 | 8.9099 | 38.1181
2020-05-01 10:43 | 0.10 | 0 | 0 | 0 | 0 | 0 | 0 | 0 | 0 | 0 | 0 | 0 | 0 | 0 | 0 | 0 | 0 | 0 | 0 | 0 | 0 | 0 | 0
2020-05-01 10:44 | 0.16 | 0 | 0 | 0 | 0 | 0 | 0 | 0 | 0 | 0 | 0 | 0 | 0 | 0 | 0 | 0 | 0 | 0 | 0 | 0 | 0 | 0 | 0
2020-05-01 10:45 | 0.16 | 0 | 0 | 0 | 0 | 0 | 0 | 0 | 0 | 0 | 0 | 0 | 0 | 0 | 0 | 0 | 0 | 0 | 0 | 0 | 0 | 0 | 0
2020-05-01 10:46 | 0.08 | 0 | 0 | 0 | 0 | 0 | 0 | 0 | 0 | 0 | 0 | 0 | 0 | 0 | 0 | 0 | 0 | 0 | 0 | 0 | 0 | 0 | 0
2020-05-01 10:47 | 0.08 | 0 | 0 | 0 | 0 | 0 | 0 | 0 | 0 | 0 | 0 | 0 | 0 | 0 | 0 | 0 | 0 | 0 | 0 | 0 | 0 | 0 | 0
2020-05-01 10:48 | 0.09 | 0 | 0 | 0 | 0 | 0 | 0 | 0 | 0 | 0 | 0 | 0 | 0 | 0 | 0 | 0 | 0 | 0 | 0 | 0 | 0 | 0 | 0
2020-05-01 10:49 | 0.09 | 0 | 0 | 0 | 0 | 0 | 0 | 0 | 0 | 0 | 0 | 0 | 0 | 0 | 0 | 0 | 0 | 0 | 0 | 0 | 0 | 0 | 0
2020-05-01 10:50 | 0.11 | 0 | 0 | 0 | 0 | 0 | 0 | 0 | 0 | 0 | 0 | 0 | 0 | 0 | 0 | 0 | 0 | 0 | 0 | 0 | 0 | 0 | 0
2020-05-01 10:51 | 0.11 | 0 | 0 | 0 | 0 | 0 | 0 | 0 | 0 | 0 | 0 | 0 | 0 | 0 | 0 | 0 | 0 | 0 | 0 | 0 | 0 | 0 | 0
2020-05-01 10:52 | 0.12 | 0 | 0 | 0 | 0 | 0 | 0 | 0 | 0 | 0 | 0 | 0 | 0 | 0 | 0 | 0 | 0 | 0 | 0 | 0 | 0 | 0 | 0
2020-05-01 10:53 | 0.10 | 0 | 0 | 0 | 0 | 0 | 0 | 0 | 0 | 0 | 0 | 0 | 0 | 0 | 0 | 0 | 0 | 0 | 0 | 0 | 0 | 0 | 0
2020-05-01 10:54 | 0.09 | 17.0389 | 31.9076 | 20.8969 | 32.3159 | 20.8649 | 13.014 | 40.8321 | 20.8285 | 31.4035 | 20.9937 | 19.9203 | 20.8499 | 20.3055 | 19.901 | 20.9802 | 22.2185 | 21.6198 | 21.7448 | 21.7448 | 19.901 | 20.1841 | 17.9884
2020-05-01 10:55 | 0.09 | 82.477 | 122.9847 | 93.299 | 125.6591 | 93.2712 | 67.1271 | 147.5523 | 93.2394 | 121.469 | 93.3816 | 89.9677 | 93.2581 | 86.033 | 84.8637 | 93.3703 | 94.0542 | 98.449 | 98.5541 | 98.5541 | 84.8637 | 93.9537 | 79.0952
2020-05-01 10:56 | 0.09 | 149.9464 | 183.5168 | 158.4692 | 187.4747 | 158.462 | 135.2353 | 206.0396 | 158.453 | 182.0016 | 158.4868 | 154.9687 | 158.4584 | 145.228 | 144.1575 | 158.4847 | 157.6629 | 164.3548 | 164.3775 | 164.3775 | 144.1575 | 160.8107 | 138.8279
2020-05-01 10:57 | 0.12 | 233.0112 | 259.538 | 239.2986 | 264.6103 | 239.3319 | 219.1821 | 279.8329 | 239.3679 | 258.0327 | 239.188 | 235.8098 | 239.347 | 220.3118 | 219.3994 | 239.2043 | 236.2651 | 244.4735 | 244.34 | 244.34 | 219.3994 | 242.4215 | 214.8087
2020-05-01 10:58 | 0.14 | 286.766 | 302.0528 | 290.4137 | 306.7563 | 290.482 | 275.4219 | 315.1794 | 290.5568 | 300.9055 | 290.1923 | 287.776 | 290.5132 | 270.4938 | 269.9327 | 290.2244 | 287.6692 | 291.4541 | 291.1973 | 291.1973 | 269.9327 | 291.9762 | 267.048
2020-05-01 10:59 | 0.14 | 240.076 | 243.6323 | 241.5214 | 245.6614 | 241.5602 | 233.6947 | 246.156 | 241.6023 | 243.2204 | 241.3931 | 240.5451 | 241.5778 | 230.277 | 230.1261 | 241.4119 | 239.2993 | 237.326 | 237.1928 | 237.1928 | 230.1261 | 239.7776 | 229.3215
2020-05-01 11:00 | 0.12 | 253.4758 | 250.2879 | 254.1324 | 251.0228 | 254.1802 | 247.8226 | 245.717 | 254.2322 | 250.2643 | 253.9759 | 254.0241 | 254.2019 | 244.9586 | 245.052 | 253.9987 | 251.8269 | 244.0245 | 243.8752 | 243.8752 | 245.052 | 248.9982 | 245.4396
2020-05-01 11:01 | 0.04 | 291.1311 | 281.1845 | 291.6276 | 280.1589 | 291.6999 | 284.7933 | 267.5309 | 291.7792 | 281.623 | 291.3934 | 292.5499 | 291.733 | 284.3926 | 284.7589 | 291.4273 | 289.3099 | 272.3595 | 272.1456 | 272.1456 | 284.7589 | 281.1011 | 286.4439
2020-05-01 11:02 | 0.11 | 298.7647 | 279.5067 | 299.8385 | 274.3649 | 299.9138 | 291.5784 | 249.7009 | 299.9966 | 280.8408 | 299.5944 | 302.6902 | 299.9484 | 300.0478 | 300.8148 | 299.6298 | 297.2173 | 264.4611 | 264.278 | 264.278 | 300.8148 | 279.191 | 304.4391
2020-05-01 11:03 | 0.09 | 241.3298 | 218.2114 | 243.9325 | 208.7338 | 243.9688 | 233.7552 | 176.3956 | 244.008 | 220.3134 | 243.8124 | 248.4126 | 243.9852 | 254.4096 | 255.389 | 243.83 | 240.9366 | 196.2351 | 196.2037 | 196.2037 | 255.389 | 214.7055 | 260.0879
2020-05-01 11:04 | 0.08 | 126.1918 | 114.5755 | 128.7467 | 107.9999 | 128.7294 | 121.3545 | 89.9952 | 128.7092 | 115.9085 | 128.7961 | 131.6121 | 128.7212 | 138.3902 | 138.9201 | 128.7895 | 128.7053 | 99.1992 | 99.3045 | 99.3045 | 138.9201 | 109.8611 | 141.5138
2020-05-01 11:05 | 0.07 | 81.2097 | 66.324 | 86.6366 | 54.8647 | 86.6079 | 74.2172 | 33.65 | 86.575 | 68.5439 | 86.7222 | 91.7567 | 86.5944 | 109.3838 | 110.2262 | 86.7104 | 87.4622 | 42.4977 | 42.6425 | 42.6425 | 110.2262 | 56.1938 | 114.3315
2020-05-01 11:06 | 0.06 | 14.5536 | 12.849 | 15.8478 | 11.6305 | 15.8154 | 13.2321 | 11.3465 | 15.7786 | 13.1607 | 15.9458 | 16.8415 | 15.8002 | 21.5028 | 21.6535 | 15.9322 | 17.3941 | 11.0229 | 11.1509 | 11.1509 | 21.6535 | 11.3132 | 22.4346
2020-05-01 11:07 | 0.04 | 0 | 0 | 0 | 0 | 0 | 0 | 0 | 0 | 0 | 0 | 0 | 0 | 0 | 0 | 0 | 0 | 0 | 0 | 0 | 0 | 0 | 0
2020-05-01 11:08 | 0.04 | 0 | 0 | 0 | 0 | 0 | 0 | 0 | 0 | 0 | 0 | 0 | 0 | 0 | 0 | 0 | 0 | 0 | 0 | 0 | 0 | 0 | 0
2020-05-01 11:09 | 0.04 | 0 | 0 | 0 | 0 | 0 | 0 | 0 | 0 | 0 | 0 | 0 | 0 | 0 | 0 | 0 | 0 | 0 | 0 | 0 | 0 | 0 | 0
2020-05-01 11:10 | 0.04 | 0 | 0 | 0 | 0 | 0 | 0 | 0 | 0 | 0 | 0 | 0 | 0 | 0 | 0 | 0 | 0 | 0 | 0 | 0 | 0 | 0 | 0
2020-05-01 11:11 | 0.04 | 0 | 0 | 0 | 0 | 0 | 0 | 0 | 0 | 0 | 0 | 0 | 0 | 0 | 0 | 0 | 0 | 0 | 0 | 0 | 0 | 0 | 0
2020-05-01 11:12 | 0.04 | 0 | 0 | 0 | 0 | 0 | 0 | 0 | 0 | 0 | 0 | 0 | 0 | 0 | 0 | 0 | 0 | 0 | 0 | 0 | 0 | 0 | 0
2020-05-01 11:13 | 0.04 | 0 | 0 | 0 | 0 | 0 | 0 | 0 | 0 | 0 | 0 | 0 | 0 | 0 | 0 | 0 | 0 | 0 | 0 | 0 | 0 | 0 | 0
2020-05-01 11:14 | 0.04 | 0 | 0 | 0 | 0 | 0 | 0 | 0 | 0 | 0 | 0 | 0 | 0 | 0 | 0 | 0 | 0 | 0 | 0 | 0 | 0 | 0 | 0
2020-05-01 11:15 | 0.04 | 0 | 0 | 0 | 0 | 0 | 0 | 0 | 0 | 0 | 0 | 0 | 0 | 0 | 0 | 0 | 0 | 0 | 0 | 0 | 0 | 0 | 0
2020-05-01 11:16 | 0.07 | 0 | 0 | 0 | 0 | 0 | 0 | 0 | 0 | 0 | 0 | 0 | 0 | 0 | 0 | 0 | 0 | 0 | 0 | 0 | 0 | 0 | 0
2020-05-01 11:17 | 0.06 | 0 | 0 | 0 | 0 | 0 | 0 | 0 | 0 | 0 | 0 | 0 | 0 | 0 | 0 | 0 | 0 | 0 | 0 | 0 | 0 | 0 | 0
2020-05-01 11:18 | 0.06 | 16.1211 | 30.9275 | 19.9338 | 31.3872 | 19.9018 | 12.1064 | 39.9294 | 19.8654 | 30.4181 | 20.0307 | 18.9431 | 19.8868 | 19.2437 | 18.8396 | 20.0172 | 21.2364 | 20.8331 | 20.9581 | 20.9581 | 18.8396 | 19.3463 | 16.9298
2020-05-01 11:19 | 0.05 | 83.4523 | 125.5654 | 94.5775 | 128.4979 | 94.5501 | 67.6357 | 151.47 | 94.5187 | 123.9658 | 94.6588 | 91.0581 | 94.5372 | 86.679 | 85.4579 | 94.6477 | 95.3026 | 100.5048 | 100.6075 | 100.6075 | 85.4579 | 95.6651 | 79.4335
2020-05-01 11:20 | 0.04 | 167.1874 | 205.9758 | 176.8281 | 210.8021 | 176.8287 | 150.3865 | 232.5394 | 176.8284 | 204.1868 | 176.8206 | 172.6894 | 176.8287 | 160.8477 | 159.601 | 176.8222 | 175.4228 | 184.6761 | 184.6646 | 184.6646 | 159.601 | 180.286 | 153.379
2020-05-01 11:21 | 0.04 | 220.9249 | 245.7879 | 226.7683 | 250.5859 | 226.7957 | 208.0537 | 264.9118 | 226.8252 | 244.3706 | 226.6763 | 223.4693 | 226.8081 | 208.8942 | 208.0313 | 226.6899 | 224.1329 | 231.854 | 231.7423 | 231.7423 | 208.0313 | 229.8498 | 203.6966
2020-05-01 11:22 | 0.04 | 161.2049 | 164.0885 | 162.3592 | 165.1156 | 162.3554 | 157.2416 | 165.6979 | 162.3501 | 163.8498 | 162.3661 | 161.751 | 162.3533 | 156.3687 | 156.2405 | 162.3656 | 161.5445 | 159.5146 | 159.538 | 159.538 | 156.2405 | 160.9231 | 155.6144
2020-05-01 11:23 | 0.09 | 262.7561 | 266.2631 | 264.1097 | 268.8657 | 264.1624 | 255.616 | 269.3707 | 264.2199 | 265.764 | 263.9376 | 262.9332 | 264.1864 | 250.3075 | 250.1449 | 263.9627 | 261.5782 | 259.8353 | 259.6512 | 259.6512 | 250.1449 | 262.6097 | 249.2651
2020-05-01 11:24 | 0.08 | 240.9775 | 238.0093 | 241.5233 | 238.7992 | 241.5615 | 235.7524 | 233.9875 | 241.6029 | 237.9708 | 241.3971 | 241.3688 | 241.5788 | 232.6835 | 232.7586 | 241.4156 | 239.1593 | 232.3658 | 232.2483 | 232.2483 | 232.7586 | 236.9214 | 233.0732
2020-05-01 11:25 | 0.09 | 188.419 | 184.2685 | 188.878 | 183.9776 | 188.8886 | 184.6731 | 178.1907 | 188.8994 | 184.4297 | 188.8392 | 189.155 | 188.8932 | 184.3208 | 184.4456 | 188.8452 | 187.6842 | 179.1151 | 179.0994 | 179.0994 | 184.4456 | 183.5 | 185.0439
2020-05-01 11:26 | 0.10 | 170.3741 | 161.8026 | 170.9966 | 159.5743 | 171.0001 | 166.6106 | 148.4584 | 171.003 | 162.3861 | 170.9801 | 172.1858 | 171.0015 | 170.3748 | 170.6825 | 170.9829 | 170.0056 | 154.2675 | 154.2908 | 154.2908 | 170.6825 | 161.1642 | 172.1833
2020-05-01 11:27 | 0.09 | 165.2245 | 153.7003 | 166.5084 | 149.3681 | 166.508 | 160.8977 | 133.47 | 166.5066 | 154.6887 | 166.5042 | 168.578 | 166.5076 | 170.1864 | 170.6441 | 166.5053 | 165.4875 | 142.516 | 142.5638 | 142.5638 | 170.6441 | 151.8854 | 172.8733
2020-05-01 11:28 | 0.16 | 137.2349 | 119.9257 | 140.8002 | 110.0649 | 140.7862 | 130.949 | 83.8936 | 140.7697 | 121.9222 | 140.8391 | 145.1225 | 140.7795 | 156.2084 | 157.009 | 140.8341 | 140.5077 | 98.3572 | 98.4636 | 98.4636 | 157.009 | 113.5557 | 160.9067
2020-05-01 11:29 | 0.16 | 48.1591 | 41.3763 | 50.3307 | 36.5328 | 50.2965 | 45.1112 | 26.3703 | 50.2575 | 42.3194 | 50.4336 | 52.4194 | 50.2804 | 59.286 | 59.6231 | 50.4194 | 51.5742 | 30.8162 | 30.964 | 30.964 | 59.6231 | 37.1742 | 61.3055
2020-05-01 11:30 | 0.13 | 3.8835 | 3.8436 | 3.9183 | 3.8268 | 3.8919 | 3.8022 | 3.7648 | 3.862 | 3.8479 | 3.998 | 3.8758 | 3.8796 | 3.8921 | 3.8654 | 3.9869 | 5.1293 | 3.5608 | 3.6639 | 3.6639 | 3.8654 | 3.6454 | 3.7781
2020-05-01 11:31 | 0.13 | 0 | 0 | 0 | 0 | 0 | 0 | 0 | 0 | 0 | 0 | 0 | 0 | 0 | 0 | 0 | 0 | 0 | 0 | 0 | 0 | 0 | 0
2020-05-01 11:32 | 0.13 | 0 | 0 | 0 | 0 | 0 | 0 | 0 | 0 | 0 | 0 | 0 | 0 | 0 | 0 | 0 | 0 | 0 | 0 | 0 | 0 | 0 | 0
2020-05-01 11:33 | 0.12 | 0 | 0 | 0 | 0 | 0 | 0 | 0 | 0 | 0 | 0 | 0 | 0 | 0 | 0 | 0 | 0 | 0 | 0 | 0 | 0 | 0 | 0
2020-05-01 11:34 | 0.12 | 0 | 0 | 0 | 0 | 0 | 0 | 0 | 0 | 0 | 0 | 0 | 0 | 0 | 0 | 0 | 0 | 0 | 0 | 0 | 0 | 0 | 0
2020-05-01 11:35 | 0.12 | 0 | 0 | 0 | 0 | 0 | 0 | 0 | 0 | 0 | 0 | 0 | 0 | 0 | 0 | 0 | 0 | 0 | 0 | 0 | 0 | 0 | 0
2020-05-01 11:36 | 0.11 | 0 | 0 | 0 | 0 | 0 | 0 | 0 | 0 | 0 | 0 | 0 | 0 | 0 | 0 | 0 | 0 | 0 | 0 | 0 | 0 | 0 | 0
2020-05-01 11:37 | 0.11 | 0 | 0 | 0 | 0 | 0 | 0 | 0 | 0 | 0 | 0 | 0 | 0 | 0 | 0 | 0 | 0 | 0 | 0 | 0 | 0 | 0 | 0
2020-05-01 11:38 | 0.09 | 0 | 0 | 0 | 0 | 0 | 0 | 0 | 0 | 0 | 0 | 0 | 0 | 0 | 0 | 0 | 0 | 0 | 0 | 0 | 0 | 0 | 0
2020-05-01 11:39 | 0.09 | 0 | 0 | 0 | 0 | 0 | 0 | 0 | 0 | 0 | 0 | 0 | 0 | 0 | 0 | 0 | 0 | 0 | 0 | 0 | 0 | 0 | 0
2020-05-01 11:40 | 0.09 | 0 | 0 | 0 | 0 | 0 | 0 | 0 | 0 | 0 | 0 | 0 | 0 | 0 | 0 | 0 | 0 | 0 | 0 | 0 | 0 | 0 | 0
2020-05-01 11:41 | 0.06 | 0 | 0 | 0 | 0 | 0 | 0 | 0 | 0 | 0 | 0 | 0 | 0 | 0 | 0 | 0 | 0 | 0 | 0 | 0 | 0 | 0 | 0
2020-05-01 11:42 | 0.07 | 16.3317 | 31.7055 | 20.2447 | 32.2234 | 20.2127 | 12.2427 | 41.1862 | 20.1763 | 31.169 | 20.3416 | 19.2081 | 20.1976 | 19.4624 | 19.0442 | 20.3281 | 21.555 | 21.3313 | 21.4563 | 21.4563 | 19.0442 | 19.7409 | 17.0699
2020-05-01 11:43 | 0.05 | 82.5934 | 124.7905 | 93.6309 | 127.8483 | 93.6033 | 66.9043 | 151.0611 | 93.5715 | 123.1682 | 93.7133 | 90.0612 | 93.5902 | 85.4767 | 84.2489 | 93.702 | 94.3798 | 100.0266 | 100.1302 | 100.1302 | 84.2489 | 95.0401 | 78.1957
2020-05-01 11:44 | 0.05 | 163.6215 | 201.0493 | 172.7914 | 205.8954 | 172.7901 | 147.5274 | 227.1346 | 172.7877 | 199.2918 | 172.7901 | 168.7258 | 172.7892 | 156.8758 | 155.6641 | 172.7908 | 171.5329 | 180.8442 | 180.84 | 180.84 | 155.6641 | 176.4894 | 149.6247
2020-05-01 11:45 | 0.05 | 234.5588 | 261.0156 | 240.558 | 266.468 | 240.592 | 220.972 | 282.1015 | 240.6289 | 259.4524 | 240.4448 | 236.9233 | 240.6075 | 220.5172 | 219.5872 | 240.4614 | 237.5243 | 246.8682 | 246.7288 | 246.7288 | 219.5872 | 244.5258 | 214.9121
2020-05-01 11:46 | 0.04 | 285.292 | 300.0985 | 288.571 | 305.1033 | 288.6377 | 274.3595 | 313.6741 | 288.7109 | 298.9172 | 288.3543 | 285.8389 | 288.6682 | 267.8741 | 267.3081 | 288.3857 | 285.7924 | 290.5937 | 290.3398 | 290.3398 | 267.3081 | 290.8798 | 264.4066
2020-05-01 11:47 | 0.03 | 327.2951 | 331.674 | 328.7197 | 335.5171 | 328.8193 | 318.1924 | 336.5768 | 328.9289 | 330.9589 | 328.399 | 327.0876 | 328.865 | 309.4139 | 309.215 | 328.4453 | 326.6867 | 324.5239 | 324.1654 | 324.1654 | 309.215 | 327.8384 | 308.0871
2020-05-01 11:48 | 0.02 | 299.0557 | 295.2025 | 299.4835 | 296.6527 | 299.5614 | 292.466 | 290.9099 | 299.6469 | 295.0873 | 299.2315 | 299.1835 | 299.5971 | 286.8972 | 287.0047 | 299.268 | 297.1311 | 288.9806 | 288.7215 | 288.7215 | 287.0047 | 294.5552 | 287.4189
2020-05-01 11:49 | 0.02 | 288.6501 | 278.5624 | 288.8618 | 277.8133 | 288.9308 | 282.7215 | 265.6286 | 289.0064 | 278.9622 | 288.6381 | 289.6874 | 288.9624 | 281.1372 | 281.4912 | 288.6705 | 286.2676 | 270.7889 | 270.5827 | 270.5827 | 281.4912 | 279.1371 | 283.1249
2020-05-01 11:50 | 0.02 | 178.3971 | 173.168 | 179.0503 | 171.9463 | 179.0523 | 174.9327 | 164.6358 | 179.0534 | 173.5025 | 179.0389 | 179.7135 | 179.0529 | 177.1209 | 177.3032 | 179.041 | 177.5481 | 167.1219 | 167.1401 | 167.1401 | 177.3032 | 172.0936 | 178.1925
2020-05-01 11:51 | 0.02 | 114.766 | 111.7649 | 115.5321 | 110.5131 | 115.5101 | 112.3933 | 105.5408 | 115.4847 | 112.0407 | 115.5965 | 116.058 | 115.4997 | 115.6112 | 115.7118 | 115.5878 | 115.8489 | 106.7512 | 106.8499 | 106.8499 | 115.7118 | 110.1483 | 116.2359
2020-05-01 11:52 | 0.02 | 105.78 | 98.4496 | 107.437 | 94.4184 | 107.4131 | 102.4148 | 83.0954 | 107.3855 | 99.2732 | 107.5074 | 109.183 | 107.4018 | 112.9367 | 113.2544 | 107.4978 | 107.8981 | 88.4408 | 88.556 | 88.556 | 113.2544 | 95.3093 | 114.8329
2020-05-01 11:53 | 0.02 | 29.0993 | 28.8802 | 29.316 | 28.7318 | 29.2777 | 28.5196 | 28.1851 | 29.2341 | 28.9099 | 29.432 | 29.3001 | 29.2597 | 29.1039 | 29.0737 | 29.4159 | 30.8726 | 27.6508 | 27.8014 | 27.8014 | 29.0737 | 28.2084 | 28.9886
2020-05-01 11:54 | 0.03 | 9.113 | 9.0071 | 9.2348 | 8.9577 | 9.2021 | 8.9026 | 8.8295 | 9.1648 | 9.0209 | 9.3341 | 9.2357 | 9.1867 | 9.4692 | 9.4471 | 9.3203 | 10.8092 | 8.5174 | 8.6458 | 8.6458 | 9.4471 | 8.6812 | 9.3922
2020-05-01 11:55 | 0.01 | 0 | 0 | 0 | 0 | 0 | 0 | 0 | 0 | 0 | 0 | 0 | 0 | 0 | 0 | 0 | 0 | 0 | 0 | 0 | 0 | 0 | 0
2020-05-01 11:56 | 0.00 | 0 | 0 | 0 | 0 | 0 | 0 | 0 | 0 | 0 | 0 | 0 | 0 | 0 | 0 | 0 | 0 | 0 | 0 | 0 | 0 | 0 | 0
2020-05-01 11:57 | 0.00 | 0 | 0 | 0 | 0 | 0 | 0 | 0 | 0 | 0 | 0 | 0 | 0 | 0 | 0 | 0 | 0 | 0 | 0 | 0 | 0 | 0 | 0
2020-05-01 11:58 | 0.00 | 0 | 0 | 0 | 0 | 0 | 0 | 0 | 0 | 0 | 0 | 0 | 0 | 0 | 0 | 0 | 0 | 0 | 0 | 0 | 0 | 0 | 0
2020-05-01 11:59 | 0.00 | 0 | 0 | 0 | 0 | 0 | 0 | 0 | 0 | 0 | 0 | 0 | 0 | 0 | 0 | 0 | 0 | 0 | 0 | 0 | 0 | 0 | 0
2020-05-01 12:00 | 0.02 | 0 | 0 | 0 | 0 | 0 | 0 | 0 | 0 | 0 | 0 | 0 | 0 | 0 | 0 | 0 | 0 | 0 | 0 | 0 | 0 | 0 | 0
2020-05-01 12:01 | 0.04 | 0 | 0 | 0 | 0 | 0 | 0 | 0 | 0 | 0 | 0 | 0 | 0 | 0 | 0 | 0 | 0 | 0 | 0 | 0 | 0 | 0 | 0
2020-05-01 12:02 | 0.04 | 0 | 0 | 0 | 0 | 0 | 0 | 0 | 0 | 0 | 0 | 0 | 0 | 0 | 0 | 0 | 0 | 0 | 0 | 0 | 0 | 0 | 0
2020-05-01 12:03 | 0.04 | 0 | 0 | 0 | 0 | 0 | 0 | 0 | 0 | 0 | 0 | 0 | 0 | 0 | 0 | 0 | 0 | 0 | 0 | 0 | 0 | 0 | 0
2020-05-01 12:04 | 0.00 | 0 | 0 | 0 | 0 | 0 | 0 | 0 | 0 | 0 | 0 | 0 | 0 | 0 | 0 | 0 | 0 | 0 | 0 | 0 | 0 | 0 | 0
2020-05-01 12:05 | 0.04 | 0 | 0 | 0 | 0 | 0 | 0 | 0 | 0 | 0 | 0 | 0 | 0 | 0 | 0 | 0 | 0 | 0 | 0 | 0 | 0 | 0 | 0
2020-05-01 12:06 | 0.07 | 15.9865 | 30.2821 | 19.5941 | 30.8125 | 19.562 | 12.1849 | 39.2231 | 19.5256 | 29.7754 | 19.6912 | 18.6097 | 19.547 | 18.7473 | 18.3551 | 19.6777 | 20.9072 | 20.7142 | 20.8394 | 20.8394 | 18.3551 | 19.2036 | 16.5087
2020-05-01 12:07 | 0.09 | 81.213 | 121.9289 | 91.7608 | 125.0229 | 91.7327 | 66.154 | 147.5772 | 91.7004 | 120.3414 | 91.8446 | 88.2562 | 91.7194 | 83.5166 | 82.3234 | 91.8331 | 92.5436 | 98.3776 | 98.4828 | 98.4828 | 82.3234 | 93.4443 | 76.4454
2020-05-01 12:08 | 0.08 | 162.4089 | 199.2264 | 171.3032 | 204.165 | 171.3012 | 146.6868 | 225.2519 | 171.298 | 197.4708 | 171.3041 | 167.2316 | 171.3 | 155.1755 | 153.973 | 171.3044 | 170.0986 | 179.769 | 179.767 | 179.767 | 153.973 | 175.3393 | 147.9828
2020-05-01 12:09 | 0.10 | 234.7992 | 261.1417 | 240.6302 | 266.7925 | 240.6644 | 221.3679 | 282.6188 | 240.7014 | 259.5499 | 240.5167 | 236.9287 | 240.6799 | 220.0695 | 219.1344 | 240.5334 | 237.6077 | 247.4749 | 247.3339 | 247.3339 | 219.1344 | 245.0074 | 214.4378
2020-05-01 12:10 | 0.15 | 286.7203 | 301.5237 | 289.8628 | 306.7786 | 289.9305 | 275.8242 | 315.5897 | 290.0047 | 300.3033 | 289.6432 | 287.0397 | 289.9615 | 268.4413 | 267.8663 | 289.675 | 287.0984 | 292.4062 | 292.1472 | 292.1472 | 267.8663 | 292.5857 | 264.9227
2020-05-01 12:11 | 0.15 | 319.033 | 323.1667 | 320.2725 | 327.1669 | 320.3644 | 310.1457 | 328.3023 | 320.4655 | 322.434 | 319.9761 | 318.5789 | 320.4066 | 300.6115 | 300.4044 | 320.0189 | 318.0138 | 316.534 | 316.2024 | 316.2024 | 300.4044 | 319.7307 | 299.2514
2020-05-01 12:12 | 0.15 | 330.6008 | 325.3148 | 330.7471 | 327.2698 | 330.848 | 323.1496 | 320.3557 | 330.959 | 325.162 | 330.4224 | 330.3592 | 330.8942 | 315.1729 | 315.3159 | 330.4693 | 328.7148 | 318.9842 | 318.645 | 318.645 | 315.3159 | 325.4831 | 315.875
2020-05-01 12:13 | 0.15 | 320.0465 | 306.6761 | 319.9086 | 305.7973 | 320.0002 | 313.4328 | 290.4941 | 320.101 | 307.1889 | 319.6132 | 320.9758 | 320.0422 | 310.5592 | 311.0234 | 319.6559 | 317.6408 | 298.3449 | 298.0685 | 298.0685 | 311.0234 | 308.4556 | 313.1671
2020-05-01 12:14 | 0.15 | 257.3712 | 241.3141 | 257.8617 | 237.6238 | 257.9082 | 251.7801 | 218.1078 | 257.9588 | 242.3342 | 257.7092 | 260.0089 | 257.9293 | 256.7258 | 257.3251 | 257.7314 | 255.0592 | 230.296 | 230.1918 | 230.1918 | 257.3251 | 241.914 | 260.186
2020-05-01 12:15 | 0.15 | 243.4196 | 218.204 | 245.38 | 208.9451 | 245.4173 | 236.4036 | 175.6814 | 245.4577 | 220.3338 | 245.2565 | 249.9103 | 245.4342 | 255.0584 | 256.0863 | 245.2746 | 242.3649 | 197.8327 | 197.7972 | 197.7972 | 256.0863 | 216.4637 | 261.0293
2020-05-01 12:16 | 0.16 | 169.2474 | 142.8261 | 173.7003 | 128.8092 | 173.6994 | 161.1862 | 90.539 | 173.6974 | 145.7156 | 173.6979 | 179.9557 | 173.6987 | 195.5966 | 196.7954 | 173.6988 | 172.4158 | 113.7987 | 113.8882 | 113.8882 | 196.7954 | 135.4814 | 202.6027
2020-05-01 12:17 | 0.15 | 90.8056 | 65.7708 | 99.003 | 47.9748 | 98.9769 | 80.7675 | 18.0487 | 98.9468 | 69.3181 | 99.0805 | 107.4493 | 98.9645 | 136.9561 | 138.3926 | 99.0699 | 99.6352 | 31.5621 | 31.7099 | 31.7099 | 138.3926 | 51.568 | 145.368
2020-05-01 12:18 | 0.16 | 15.6209 | 10.2922 | 19.1932 | 7.2567 | 19.1611 | 12.3432 | 6.6462 | 19.1246 | 11.148 | 19.2904 | 22.3627 | 19.146 | 36.9587 | 37.5112 | 19.2769 | 20.6736 | 6.4366 | 6.5653 | 6.5653 | 37.5112 | 7.1306 | 40.2406
2020-05-01 12:19 | 0.20 | 0 | 0 | 0 | 0 | 0 | 0 | 0 | 0 | 0 | 0 | 0 | 0 | 0 | 0 | 0 | 0 | 0 | 0 | 0 | 0 | 0 | 0
2020-05-01 12:20 | 0.19 | 0 | 0 | 0 | 0 | 0 | 0 | 0 | 0 | 0 | 0 | 0 | 0 | 0 | 0 | 0 | 0 | 0 | 0 | 0 | 0 | 0 | 0
2020-05-01 12:21 | 0.16 | 0 | 0 | 0 | 0 | 0 | 0 | 0 | 0 | 0 | 0 | 0 | 0 | 0 | 0 | 0 | 0 | 0 | 0 | 0 | 0 | 0 | 0
2020-05-01 12:22 | 0.11 | 0 | 0 | 0 | 0 | 0 | 0 | 0 | 0 | 0 | 0 | 0 | 0 | 0 | 0 | 0 | 0 | 0 | 0 | 0 | 0 | 0 | 0
2020-05-01 12:23 | 0.07 | 0 | 0 | 0 | 0 | 0 | 0 | 0 | 0 | 0 | 0 | 0 | 0 | 0 | 0 | 0 | 0 | 0 | 0 | 0 | 0 | 0 | 0
2020-05-01 12:24 | 0.07 | 0 | 0 | 0 | 0 | 0 | 0 | 0 | 0 | 0 | 0 | 0 | 0 | 0 | 0 | 0 | 0 | 0 | 0 | 0 | 0 | 0 | 0
2020-05-01 12:25 | 0.08 | 0 | 0 | 0 | 0 | 0 | 0 | 0 | 0 | 0 | 0 | 0 | 0 | 0 | 0 | 0 | 0 | 0 | 0 | 0 | 0 | 0 | 0
2020-05-01 12:26 | 0.08 | 0 | 0 | 0 | 0 | 0 | 0 | 0 | 0 | 0 | 0 | 0 | 0 | 0 | 0 | 0 | 0 | 0 | 0 | 0 | 0 | 0 | 0
2020-05-01 12:27 | 0.08 | 0 | 0 | 0 | 0 | 0 | 0 | 0 | 0 | 0 | 0 | 0 | 0 | 0 | 0 | 0 | 0 | 0 | 0 | 0 | 0 | 0 | 0
2020-05-01 12:28 | 0.08 | 0 | 0 | 0 | 0 | 0 | 0 | 0 | 0 | 0 | 0 | 0 | 0 | 0 | 0 | 0 | 0 | 0 | 0 | 0 | 0 | 0 | 0
2020-05-01 12:29 | 0.07 | 0 | 0 | 0 | 0 | 0 | 0 | 0 | 0 | 0 | 0 | 0 | 0 | 0 | 0 | 0 | 0 | 0 | 0 | 0 | 0 | 0 | 0
2020-05-01 12:30 | 0.06 | 13.5912 | 24.5038 | 16.3561 | 24.9698 | 16.3239 | 10.5193 | 31.364 | 16.2873 | 24.1109 | 16.4536 | 15.5621 | 16.3088 | 15.5259 | 15.2152 | 16.4401 | 17.6733 | 17.3106 | 17.413 | 17.413 | 15.2152 | 16.1283 | 13.7875
2020-05-01 12:31 | 0.06 | 80.8341 | 120.3869 | 90.9509 | 123.5637 | 90.9226 | 66.325 | 145.7846 | 90.8902 | 118.8146 | 91.0351 | 87.4884 | 90.9093 | 82.5228 | 81.3588 | 91.0236 | 91.7445 | 97.8109 | 97.9164 | 97.9164 | 81.3588 | 92.9109 | 75.6315
2020-05-01 12:32 | 0.07 | 165.8651 | 204.1679 | 174.9517 | 209.5095 | 174.9514 | 149.7177 | 231.7849 | 174.95 | 202.3077 | 174.9475 | 170.6478 | 174.9509 | 157.7265 | 156.4703 | 174.9486 | 173.6237 | 184.4349 | 184.4245 | 184.4245 | 156.4703 | 179.6379 | 150.2141
2020-05-01 12:33 | 0.09 | 236.9936 | 263.6259 | 242.7385 | 269.5569 | 242.7739 | 223.5452 | 285.8323 | 242.8122 | 261.982 | 242.6211 | 238.9165 | 242.79 | 221.3914 | 220.4377 | 242.6384 | 239.6868 | 250.2807 | 250.1332 | 250.1332 | 220.4377 | 247.625 | 215.6495
2020-05-01 12:34 | 0.07 | 287.0171 | 301.582 | 289.967 | 307.0167 | 290.0348 | 276.3077 | 315.9211 | 290.1092 | 300.34 | 289.7471 | 287.0883 | 290.0658 | 268.0597 | 267.4823 | 289.779 | 287.2058 | 293.024 | 292.7631 | 292.7631 | 267.4823 | 293.0896 | 264.5295
2020-05-01 12:35 | 0.05 | 322.0763 | 325.9879 | 323.1314 | 330.2173 | 323.2258 | 313.272 | 331.4375 | 323.3296 | 325.2259 | 322.8274 | 321.3661 | 323.269 | 302.748 | 302.538 | 322.8713 | 320.9325 | 319.866 | 319.5239 | 319.5239 | 302.538 | 322.9889 | 301.3702
2020-05-01 12:36 | 0.05 | 334.3196 | 328.6167 | 334.2572 | 330.7635 | 334.3612 | 326.9777 | 323.7755 | 334.4757 | 328.446 | 333.9228 | 333.8239 | 334.4089 | 318.0289 | 318.1764 | 333.971 | 332.3094 | 322.8249 | 322.4734 | 322.4734 | 318.1764 | 329.3091 | 318.7556
2020-05-01 12:37 | 0.05 | 323.0113 | 309.1474 | 322.6549 | 308.4194 | 322.7489 | 316.5699 | 292.9844 | 322.8522 | 309.6511 | 322.3521 | 323.6963 | 322.7919 | 312.819 | 313.2911 | 322.3959 | 320.4466 | 301.3966 | 301.1111 | 301.1111 | 313.2911 | 311.4895 | 315.4726
2020-05-01 12:38 | 0.05 | 290.8038 | 270.3603 | 291.01 | 265.952 | 291.0785 | 284.6153 | 241.8678 | 291.1537 | 271.6158 | 290.7875 | 293.6624 | 291.1099 | 289.6177 | 290.378 | 290.8198 | 288.2616 | 258.1672 | 258.0002 | 258.0002 | 290.378 | 272.1679 | 293.9935
2020-05-01 12:39 | 0.05 | 241.6045 | 216.1369 | 243.3284 | 207.0919 | 243.3642 | 234.8857 | 174.0624 | 243.403 | 218.2416 | 243.2097 | 247.7975 | 243.3804 | 252.599 | 253.6234 | 243.2271 | 240.2936 | 196.5929 | 196.5605 | 196.5605 | 253.6234 | 214.976 | 258.5552
2020-05-01 12:40 | 0.05 | 166.1729 | 140.5224 | 170.1806 | 127.3597 | 170.1783 | 158.6924 | 90.8625 | 170.1747 | 143.2603 | 170.1827 | 176.1025 | 170.1769 | 190.5672 | 191.7146 | 170.1829 | 169.0035 | 113.5451 | 113.6349 | 113.6349 | 191.7146 | 134.1267 | 197.2787
2020-05-01 12:41 | 0.05 | 81.0572 | 62.9885 | 86.7294 | 50.5148 | 86.7001 | 73.909 | 28.7651 | 86.6666 | 65.4844 | 86.8168 | 92.6558 | 86.6863 | 113.086 | 114.1023 | 86.8048 | 87.5996 | 38.6563 | 38.8021 | 38.8021 | 114.1023 | 53.15 | 119.063
2020-05-01 12:42 | 0.05 | 16.2179 | 12.4153 | 18.6064 | 10.2171 | 18.5742 | 13.9217 | 9.6814 | 18.5377 | 13.0128 | 18.7038 | 20.7128 | 18.5592 | 30.2831 | 30.6429 | 18.6903 | 20.0067 | 9.4042 | 9.5325 | 9.5325 | 30.6429 | 10.0446 | 32.4394
2020-05-01 12:43 | 0.05 | 0 | 0 | 0 | 0 | 0 | 0 | 0 | 0 | 0 | 0 | 0 | 0 | 0 | 0 | 0 | 0 | 0 | 0 | 0 | 0 | 0 | 0
2020-05-01 12:44 | 0.04 | 0 | 0 | 0 | 0 | 0 | 0 | 0 | 0 | 0 | 0 | 0 | 0 | 0 | 0 | 0 | 0 | 0 | 0 | 0 | 0 | 0 | 0
2020-05-01 12:45 | 0.04 | 0 | 0 | 0 | 0 | 0 | 0 | 0 | 0 | 0 | 0 | 0 | 0 | 0 | 0 | 0 | 0 | 0 | 0 | 0 | 0 | 0 | 0
2020-05-01 12:46 | 0.04 | 0 | 0 | 0 | 0 | 0 | 0 | 0 | 0 | 0 | 0 | 0 | 0 | 0 | 0 | 0 | 0 | 0 | 0 | 0 | 0 | 0 | 0
2020-05-01 12:47 | 0.02 | 0 | 0 | 0 | 0 | 0 | 0 | 0 | 0 | 0 | 0 | 0 | 0 | 0 | 0 | 0 | 0 | 0 | 0 | 0 | 0 | 0 | 0
2020-05-01 12:48 | 0.00 | 0 | 0 | 0 | 0 | 0 | 0 | 0 | 0 | 0 | 0 | 0 | 0 | 0 | 0 | 0 | 0 | 0 | 0 | 0 | 0 | 0 | 0
2020-05-01 12:49 | 0.04 | 0 | 0 | 0 | 0 | 0 | 0 | 0 | 0 | 0 | 0 | 0 | 0 | 0 | 0 | 0 | 0 | 0 | 0 | 0 | 0 | 0 | 0
2020-05-01 12:50 | 0.04 | 0 | 0 | 0 | 0 | 0 | 0 | 0 | 0 | 0 | 0 | 0 | 0 | 0 | 0 | 0 | 0 | 0 | 0 | 0 | 0 | 0 | 0
2020-05-01 12:51 | 0.04 | 0 | 0 | 0 | 0 | 0 | 0 | 0 | 0 | 0 | 0 | 0 | 0 | 0 | 0 | 0 | 0 | 0 | 0 | 0 | 0 | 0 | 0
2020-05-01 12:52 | 0.03 | 0 | 0 | 0 | 0 | 0 | 0 | 0 | 0 | 0 | 0 | 0 | 0 | 0 | 0 | 0 | 0 | 0 | 0 | 0 | 0 | 0 | 0
2020-05-01 12:53 | 0.03 | 0 | 0 | 0 | 0 | 0 | 0 | 0 | 0 | 0 | 0 | 0 | 0 | 0 | 0 | 0 | 0 | 0 | 0 | 0 | 0 | 0 | 0
2020-05-01 12:54 | 0.06 | 6.3801 | 6.6784 | 6.481 | 6.6904 | 6.4482 | 6.2122 | 6.8071 | 6.4109 | 6.6665 | 6.5806 | 6.3893 | 6.4328 | 6.3052 | 6.2608 | 6.5668 | 7.8476 | 6.106 | 6.2347 | 6.2347 | 6.2608 | 6.1883 | 6.1018
2020-05-01 12:55 | 0.09 | 42.8141 | 44.5801 | 43.4538 | 44.7377 | 43.417 | 41.4978 | 45.3355 | 43.3751 | 44.5064 | 43.565 | 43.2075 | 43.3998 | 42.3102 | 42.2178 | 43.5496 | 44.8947 | 42.3873 | 42.5321 | 42.5321 | 42.2178 | 42.6922 | 41.8233
2020-05-01 12:56 | 0.09 | 92.0188 | 97.6116 | 93.6681 | 98.3943 | 93.64 | 88.5771 | 101.0282 | 93.6079 | 97.3372 | 93.7517 | 92.9737 | 93.6268 | 90.056 | 89.8458 | 93.7402 | 94.4461 | 92.8772 | 92.989 | 92.989 | 89.8458 | 93.0379 | 88.8498
2020-05-01 12:57 | 0.11 | 188.7822 | 203.5692 | 192.1106 | 207.0731 | 192.1195 | 180.4933 | 215.8458 | 192.1283 | 202.6219 | 192.0772 | 189.8854 | 192.1233 | 178.8252 | 178.28 | 192.0825 | 190.4751 | 195.1034 | 195.068 | 195.068 | 178.28 | 194.1984 | 175.5661
2020-05-01 12:58 | 0.12 | 198.1758 | 203.4695 | 199.6234 | 205.5934 | 199.6347 | 192.773 | 208.0369 | 199.6461 | 202.9949 | 199.5825 | 198.4801 | 199.6396 | 189.7749 | 189.5493 | 199.5889 | 197.4146 | 198.2466 | 198.2111 | 198.2111 | 189.5493 | 199.353 | 188.4209
2020-05-01 12:59 | 0.12 | 161.5059 | 162.2224 | 162.2495 | 162.8056 | 162.2441 | 158.3664 | 161.8931 | 162.237 | 162.1123 | 162.2616 | 161.9303 | 162.2412 | 157.5881 | 157.535 | 162.2603 | 161.3112 | 158.4506 | 158.4818 | 158.4818 | 157.535 | 160.2423 | 157.2822
2020-05-01 13:00 | 0.12 | 135.7688 | 135.5733 | 136.3597 | 135.676 | 136.344 | 133.4342 | 134.1547 | 136.3256 | 135.5627 | 136.4039 | 136.2609 | 136.3365 | 133.6055 | 133.5869 | 136.3981 | 136.1938 | 132.2992 | 132.3685 | 132.3685 | 133.5869 | 134.0454 | 133.52
2020-05-01 13:01 | 0.11 | 153.2423 | 152.1226 | 153.8043 | 152.1049 | 153.7949 | 150.6226 | 149.5988 | 153.7835 | 152.1564 | 153.8285 | 153.8057 | 153.7903 | 150.7631 | 150.7796 | 153.8255 | 153.1584 | 148.4384 | 148.4863 | 148.4863 | 150.7796 | 150.7739 | 150.8754
2020-05-01 13:02 | 0.11 | 155.3464 | 152.2154 | 155.9239 | 151.5157 | 155.9153 | 152.5801 | 146.743 | 155.9048 | 152.4106 | 155.9457 | 156.2782 | 155.9111 | 153.9683 | 154.0649 | 155.9431 | 155.22 | 147.5952 | 147.6449 | 147.6449 | 154.0649 | 151.0646 | 154.5513
2020-05-01 13:03 | 0.11 | 188.6011 | 174.986 | 189.6683 | 170.337 | 189.6772 | 184.2156 | 152.4438 | 189.6861 | 176.0825 | 189.6348 | 191.9664 | 189.6811 | 193.3385 | 193.8692 | 189.6401 | 188.1041 | 163.6475 | 163.6683 | 163.6683 | 193.8692 | 173.9465 | 196.4409
2020-05-01 13:04 | 0.11 | 104.2973 | 98.7923 | 105.4013 | 96.1235 | 105.3765 | 101.6396 | 87.8514 | 105.3479 | 99.356 | 105.4747 | 106.5665 | 105.3647 | 108.3719 | 108.5893 | 105.4647 | 105.9354 | 91.5993 | 91.7122 | 91.7122 | 108.5893 | 96.703 | 109.6854
2020-05-01 13:05 | 0.10 | 45.9367 | 44.855 | 46.4671 | 44.1385 | 46.4306 | 44.8199 | 42.4427 | 46.389 | 44.9994 | 46.5775 | 46.7293 | 46.4135 | 47.2521 | 47.2736 | 46.5622 | 47.8885 | 42.2307 | 42.376 | 42.376 | 47.2736 | 43.6194 | 47.436
2020-05-01 13:06 | 0.10 | 10.8936 | 10.6564 | 11.0978 | 10.5496 | 11.0651 | 10.5879 | 10.3996 | 11.028 | 10.6882 | 11.1968 | 11.1726 | 11.0498 | 11.7091 | 11.7012 | 11.183 | 12.4761 | 10.067 | 10.1951 | 10.1951 | 11.7012 | 10.2588 | 11.715
2020-05-01 13:07 | 0.10 | 0 | 0 | 0 | 0 | 0 | 0 | 0 | 0 | 0 | 0 | 0 | 0 | 0 | 0 | 0 | 0 | 0 | 0 | 0 | 0 | 0 | 0
2020-05-01 13:08 | 0.09 | 0 | 0 | 0 | 0 | 0 | 0 | 0 | 0 | 0 | 0 | 0 | 0 | 0 | 0 | 0 | 0 | 0 | 0 | 0 | 0 | 0 | 0
2020-05-01 13:09 | 0.07 | 0 | 0 | 0 | 0 | 0 | 0 | 0 | 0 | 0 | 0 | 0 | 0 | 0 | 0 | 0 | 0 | 0 | 0 | 0 | 0 | 0 | 0
2020-05-01 13:10 | 0.06 | 0 | 0 | 0 | 0 | 0 | 0 | 0 | 0 | 0 | 0 | 0 | 0 | 0 | 0 | 0 | 0 | 0 | 0 | 0 | 0 | 0 | 0
2020-05-01 13:11 | 0.06 | 0 | 0 | 0 | 0 | 0 | 0 | 0 | 0 | 0 | 0 | 0 | 0 | 0 | 0 | 0 | 0 | 0 | 0 | 0 | 0 | 0 | 0
2020-05-01 13:12 | 0.06 | 0 | 0 | 0 | 0 | 0 | 0 | 0 | 0 | 0 | 0 | 0 | 0 | 0 | 0 | 0 | 0 | 0 | 0 | 0 | 0 | 0 | 0
2020-05-01 13:13 | 0.03 | 0 | 0 | 0 | 0 | 0 | 0 | 0 | 0 | 0 | 0 | 0 | 0 | 0 | 0 | 0 | 0 | 0 | 0 | 0 | 0 | 0 | 0
2020-05-01 13:14 | 0.04 | 0 | 0 | 0 | 0 | 0 | 0 | 0 | 0 | 0 | 0 | 0 | 0 | 0 | 0 | 0 | 0 | 0 | 0 | 0 | 0 | 0 | 0
2020-05-01 13:15 | 0.04 | 0 | 0 | 0 | 0 | 0 | 0 | 0 | 0 | 0 | 0 | 0 | 0 | 0 | 0 | 0 | 0 | 0 | 0 | 0 | 0 | 0 | 0
2020-05-01 13:16 | 0.04 | 0 | 0 | 0 | 0 | 0 | 0 | 0 | 0 | 0 | 0 | 0 | 0 | 0 | 0 | 0 | 0 | 0 | 0 | 0 | 0 | 0 | 0
2020-05-01 13:17 | 0.04 | 0 | 0 | 0 | 0 | 0 | 0 | 0 | 0 | 0 | 0 | 0 | 0 | 0 | 0 | 0 | 0 | 0 | 0 | 0 | 0 | 0 | 0
2020-05-01 13:18 | 0.03 | 14.6599 | 26.18 | 17.4908 | 26.7274 | 17.4586 | 11.6218 | 33.6736 | 17.422 | 25.752 | 17.5883 | 16.6476 | 17.4435 | 16.5317 | 16.2076 | 17.5748 | 18.8088 | 18.6626 | 18.7883 | 18.7883 | 16.2076 | 17.3643 | 14.6965
2020-05-01 13:19 | 0.02 | 80.4712 | 118.5861 | 89.9979 | 121.9762 | 89.9696 | 66.6185 | 143.7019 | 89.9371 | 117.0216 | 90.0822 | 86.5218 | 89.9562 | 80.9723 | 79.831 | 90.0707 | 90.7943 | 97.6396 | 97.7443 | 97.7443 | 79.831 | 92.641 | 74.2191
2020-05-01 13:20 | 0.02 | 163.7147 | 201.6022 | 172.4794 | 207.1481 | 172.4776 | 147.9938 | 229.4055 | 172.4746 | 199.7246 | 172.4799 | 168.0936 | 172.4765 | 154.7512 | 153.4855 | 172.4803 | 171.2636 | 183.0064 | 183 | 183 | 153.4855 | 177.9188 | 147.1847
2020-05-01 13:21 | 0.03 | 171.2287 | 184.0481 | 173.9819 | 187.3881 | 173.9877 | 163.9198 | 195.1624 | 173.9931 | 183.1797 | 173.9583 | 171.92 | 173.99 | 161.3107 | 160.8168 | 173.9621 | 172.944 | 177.0192 | 176.9939 | 176.9939 | 160.8168 | 176.1898 | 158.3645
2020-05-01 13:22 | 0.02 | 286.794 | 300.7232 | 289.3138 | 306.4472 | 289.381 | 276.609 | 315.4451 | 289.4547 | 299.4532 | 289.0955 | 286.3531 | 289.4118 | 266.6757 | 266.0971 | 289.1272 | 286.5392 | 293.4605 | 293.1986 | 293.1986 | 266.0971 | 293.2574 | 263.1434
2020-05-01 13:23 | 0.02 | 319.0858 | 322.2821 | 319.6999 | 326.7435 | 319.7913 | 310.9149 | 328.0263 | 319.8919 | 321.5035 | 319.405 | 317.8803 | 319.8333 | 298.8797 | 298.6726 | 319.4476 | 317.4294 | 317.5199 | 317.1852 | 317.1852 | 298.6726 | 320.3465 | 297.5284
2020-05-01 13:24 | 0.02 | 333.1954 | 326.8755 | 332.7052 | 329.3168 | 332.8078 | 326.4091 | 322.4717 | 332.9208 | 326.6765 | 332.3751 | 332.1938 | 332.8549 | 315.8495 | 315.9972 | 332.4228 | 330.7196 | 322.428 | 322.0778 | 322.0778 | 315.9972 | 328.6045 | 316.5846
2020-05-01 13:25 | 0.00 | 322.2076 | 307.7075 | 321.4163 | 307.3012 | 321.5092 | 316.2964 | 291.9989 | 321.6114 | 308.1799 | 321.1169 | 322.3719 | 321.5518 | 310.868 | 311.3404 | 321.1601 | 319.1803 | 301.3255 | 301.0403 | 301.0403 | 311.3404 | 311.1165 | 313.5301
2020-05-01 13:26 | 0.00 | 291.3445 | 270.0595 | 291.0951 | 265.9616 | 291.1637 | 285.6524 | 241.8278 | 291.2389 | 271.2917 | 290.8725 | 293.6793 | 291.195 | 288.9335 | 289.7012 | 290.9048 | 288.345 | 259.2293 | 259.0597 | 259.0597 | 289.7012 | 273.0184 | 293.3579
2020-05-01 13:27 | 0.05 | 241.7128 | 215.359 | 242.9502 | 206.6459 | 242.9858 | 235.5361 | 173.5793 | 243.0243 | 217.439 | 242.8322 | 247.3459 | 243.0019 | 251.4349 | 252.4668 | 242.8496 | 239.9089 | 197.3008 | 197.267 | 197.267 | 252.4668 | 215.4369 | 257.4404
2020-05-01 13:28 | 0.06 | 166.5784 | 139.7796 | 170.1378 | 126.7838 | 170.1354 | 159.5944 | 89.8389 | 170.1318 | 142.525 | 170.14 | 176.0488 | 170.134 | 190.0082 | 191.1735 | 170.1401 | 168.9629 | 113.9781 | 114.0674 | 114.0674 | 191.1735 | 134.5492 | 196.8283
2020-05-01 13:29 | 0.05 | 81.0558 | 62.0718 | 86.3515 | 49.7352 | 86.3222 | 74.3084 | 27.726 | 86.2886 | 64.5688 | 86.439 | 92.2642 | 86.3084 | 112.2377 | 113.268 | 86.427 | 87.2238 | 38.468 | 38.614 | 38.614 | 113.268 | 53.0961 | 118.3005
2020-05-01 13:30 | 0.04 | 15.8346 | 12.2931 | 17.8682 | 10.4296 | 17.836 | 13.8493 | 9.9698 | 17.7993 | 12.8145 | 17.9658 | 19.7225 | 17.8209 | 28.0589 | 28.378 | 17.9522 | 19.2547 | 9.6839 | 9.8122 | 9.8122 | 28.378 | 10.2814 | 29.9793
2020-05-01 13:31 | 0.02 | 0 | 0 | 0 | 0 | 0 | 0 | 0 | 0 | 0 | 0 | 0 | 0 | 0 | 0 | 0 | 0 | 0 | 0 | 0 | 0 | 0 | 0
2020-05-01 13:32 | 0.02 | 0 | 0 | 0 | 0 | 0 | 0 | 0 | 0 | 0 | 0 | 0 | 0 | 0 | 0 | 0 | 0 | 0 | 0 | 0 | 0 | 0 | 0
2020-05-01 13:33 | 0.02 | 0 | 0 | 0 | 0 | 0 | 0 | 0 | 0 | 0 | 0 | 0 | 0 | 0 | 0 | 0 | 0 | 0 | 0 | 0 | 0 | 0 | 0
2020-05-01 13:34 | 0.02 | 0 | 0 | 0 | 0 | 0 | 0 | 0 | 0 | 0 | 0 | 0 | 0 | 0 | 0 | 0 | 0 | 0 | 0 | 0 | 0 | 0 | 0
2020-05-01 13:35 | 0.02 | 0 | 0 | 0 | 0 | 0 | 0 | 0 | 0 | 0 | 0 | 0 | 0 | 0 | 0 | 0 | 0 | 0 | 0 | 0 | 0 | 0 | 0
2020-05-01 13:36 | 0.03 | 0 | 0 | 0 | 0 | 0 | 0 | 0 | 0 | 0 | 0 | 0 | 0 | 0 | 0 | 0 | 0 | 0 | 0 | 0 | 0 | 0 | 0
2020-05-01 13:37 | 0.06 | 0 | 0 | 0 | 0 | 0 | 0 | 0 | 0 | 0 | 0 | 0 | 0 | 0 | 0 | 0 | 0 | 0 | 0 | 0 | 0 | 0 | 0
2020-05-01 13:38 | 0.05 | 0 | 0 | 0 | 0 | 0 | 0 | 0 | 0 | 0 | 0 | 0 | 0 | 0 | 0 | 0 | 0 | 0 | 0 | 0 | 0 | 0 | 0
2020-05-01 13:39 | 0.03 | 0 | 0 | 0 | 0 | 0 | 0 | 0 | 0 | 0 | 0 | 0 | 0 | 0 | 0 | 0 | 0 | 0 | 0 | 0 | 0 | 0 | 0
2020-05-01 13:40 | 0.08 | 0 | 0 | 0 | 0 | 0 | 0 | 0 | 0 | 0 | 0 | 0 | 0 | 0 | 0 | 0 | 0 | 0 | 0 | 0 | 0 | 0 | 0
2020-05-01 13:41 | 0.13 | 0 | 0 | 0 | 0 | 0 | 0 | 0 | 0 | 0 | 0 | 0 | 0 | 0 | 0 | 0 | 0 | 0 | 0 | 0 | 0 | 0 | 0
2020-05-01 13:42 | 0.13 | 14.6065 | 27.3153 | 17.69 | 27.9688 | 17.6578 | 11.2957 | 35.7079 | 17.6212 | 26.8359 | 17.7875 | 16.7517 | 17.6427 | 16.5631 | 16.2087 | 17.774 | 19.0069 | 19.2046 | 19.3302 | 19.3302 | 16.2087 | 17.7024 | 14.5535
2020-05-01 13:43 | 0.14 | 80.022 | 120.2186 | 89.9491 | 123.892 | 89.9205 | 65.6584 | 147.0152 | 89.8878 | 118.5523 | 90.0341 | 86.2548 | 89.9071 | 80.3446 | 79.1409 | 90.0224 | 90.7619 | 98.5442 | 98.6491 | 98.6491 | 79.1409 | 93.0928 | 73.2261
2020-05-01 13:44 | 0.12 | 162.8472 | 199.2375 | 171.0506 | 204.9105 | 171.0486 | 147.8519 | 226.7471 | 171.0454 | 197.3765 | 171.0517 | 166.7133 | 171.0474 | 153.0158 | 151.7871 | 171.052 | 169.849 | 181.8885 | 181.8825 | 181.8825 | 151.7871 | 176.8511 | 145.6776
2020-05-01 13:45 | 0.11 | 237.3703 | 263.194 | 242.4746 | 269.6375 | 242.5099 | 224.6333 | 286.1636 | 242.5481 | 261.4915 | 242.3576 | 238.4887 | 242.5259 | 219.7503 | 218.7873 | 242.3748 | 239.4333 | 251.7626 | 251.6113 | 251.6113 | 218.7873 | 248.6892 | 213.9602
2020-05-01 13:46 | 0.10 | 288.051 | 301.774 | 290.3727 | 307.7118 | 290.4408 | 278.0295 | 316.8424 | 290.5154 | 300.4762 | 290.1519 | 287.3425 | 290.4719 | 267.1311 | 266.5482 | 290.1839 | 287.6136 | 295.0909 | 294.8242 | 294.8242 | 266.5482 | 294.7637 | 263.5752
2020-05-01 13:47 | 0.09 | 321.4665 | 324.3565 | 321.8665 | 329.0188 | 321.9597 | 313.4722 | 330.3589 | 322.0624 | 323.5551 | 321.5658 | 319.9895 | 322.0025 | 300.4543 | 300.2468 | 321.6092 | 319.6424 | 320.2121 | 319.8689 | 319.8689 | 300.2468 | 322.9369 | 299.1006
2020-05-01 13:48 | 0.09 | 336.2906 | 329.5425 | 335.572 | 332.1806 | 335.6771 | 329.6659 | 325.2897 | 335.7928 | 329.325 | 335.2338 | 335.0133 | 335.7253 | 318.0926 | 318.2443 | 335.2826 | 333.6568 | 325.7149 | 325.3541 | 325.3541 | 318.2443 | 331.8414 | 318.8505
2020-05-01 13:49 | 0.09 | 325.7308 | 310.6786 | 324.7007 | 310.429 | 324.7963 | 320.0152 | 294.9629 | 324.9016 | 311.1426 | 324.3925 | 325.6322 | 324.8402 | 313.6471 | 314.1292 | 324.437 | 322.5343 | 304.9304 | 304.6344 | 304.6344 | 314.1292 | 314.7069 | 316.3644
2020-05-01 13:50 | 0.11 | 293.9217 | 272.0585 | 293.4275 | 268.097 | 293.4979 | 288.4655 | 243.7562 | 293.5752 | 273.2868 | 293.1992 | 295.993 | 293.5302 | 290.8529 | 291.6304 | 293.2323 | 290.7124 | 261.8909 | 261.7144 | 261.7144 | 291.6304 | 275.6588 | 295.3346
2020-05-01 13:51 | 0.11 | 242.7084 | 215.7868 | 243.6969 | 207.1971 | 243.7329 | 236.8032 | 173.9149 | 243.772 | 217.8647 | 243.5774 | 248.0718 | 243.7493 | 251.8287 | 252.8683 | 243.595 | 240.6519 | 198.418 | 198.3821 | 198.3821 | 252.8683 | 216.5134 | 257.8799
2020-05-01 13:52 | 0.08 | 169.0615 | 140.9732 | 172.4727 | 127.7343 | 172.4713 | 162.1837 | 89.6638 | 172.4687 | 143.7928 | 172.4718 | 178.5365 | 172.4704 | 192.6342 | 193.8414 | 172.4724 | 171.223 | 115.1843 | 115.2722 | 115.2722 | 193.8414 | 136.243 | 199.6999
2020-05-01 13:53 | 0.05 | 81.9881 | 61.5941 | 87.3652 | 48.724 | 87.3361 | 75.1477 | 25.811 | 87.3028 | 64.2179 | 87.4519 | 93.5892 | 87.3224 | 114.4778 | 115.5715 | 87.44 | 88.219 | 37.3631 | 37.5094 | 37.5094 | 115.5715 | 52.6465 | 120.9108
2020-05-01 13:54 | 0.05 | 15.1728 | 11.6198 | 17.0609 | 9.7498 | 17.0287 | 13.3109 | 9.2929 | 16.992 | 12.1357 | 17.1586 | 18.8231 | 17.0136 | 26.6364 | 26.9395 | 17.1451 | 18.4174 | 9.0146 | 9.143 | 9.143 | 26.9395 | 9.6361 | 28.4636
2020-05-01 13:55 | 0.05 | 0 | 0 | 0 | 0 | 0 | 0 | 0 | 0 | 0 | 0 | 0 | 0 | 0 | 0 | 0 | 0 | 0 | 0 | 0 | 0 | 0 | 0
2020-05-01 13:56 | 0.05 | 0 | 0 | 0 | 0 | 0 | 0 | 0 | 0 | 0 | 0 | 0 | 0 | 0 | 0 | 0 | 0 | 0 | 0 | 0 | 0 | 0 | 0
2020-05-01 13:57 | 0.05 | 0 | 0 | 0 | 0 | 0 | 0 | 0 | 0 | 0 | 0 | 0 | 0 | 0 | 0 | 0 | 0 | 0 | 0 | 0 | 0 | 0 | 0
2020-05-01 13:58 | 0.05 | 0 | 0 | 0 | 0 | 0 | 0 | 0 | 0 | 0 | 0 | 0 | 0 | 0 | 0 | 0 | 0 | 0 | 0 | 0 | 0 | 0 | 0
2020-05-01 13:59 | 0.05 | 0 | 0 | 0 | 0 | 0 | 0 | 0 | 0 | 0 | 0 | 0 | 0 | 0 | 0 | 0 | 0 | 0 | 0 | 0 | 0 | 0 | 0
2020-05-01 14:00 | 0.05 | 0 | 0 | 0 | 0 | 0 | 0 | 0 | 0 | 0 | 0 | 0 | 0 | 0 | 0 | 0 | 0 | 0 | 0 | 0 | 0 | 0 | 0
2020-05-01 14:01 | 0.05 | 0 | 0 | 0 | 0 | 0 | 0 | 0 | 0 | 0 | 0 | 0 | 0 | 0 | 0 | 0 | 0 | 0 | 0 | 0 | 0 | 0 | 0
2020-05-01 14:02 | 0.05 | 0 | 0 | 0 | 0 | 0 | 0 | 0 | 0 | 0 | 0 | 0 | 0 | 0 | 0 | 0 | 0 | 0 | 0 | 0 | 0 | 0 | 0
2020-05-01 14:03 | 0.05 | 0 | 0 | 0 | 0 | 0 | 0 | 0 | 0 | 0 | 0 | 0 | 0 | 0 | 0 | 0 | 0 | 0 | 0 | 0 | 0 | 0 | 0
2020-05-01 14:04 | 0.04 | 0 | 0 | 0 | 0 | 0 | 0 | 0 | 0 | 0 | 0 | 0 | 0 | 0 | 0 | 0 | 0 | 0 | 0 | 0 | 0 | 0 | 0
2020-05-01 14:05 | 0.04 | 0 | 0 | 0 | 0 | 0 | 0 | 0 | 0 | 0 | 0 | 0 | 0 | 0 | 0 | 0 | 0 | 0 | 0 | 0 | 0 | 0 | 0
2020-05-01 14:06 | 0.04 | 10.605 | 15.2802 | 11.777 | 15.5653 | 11.7511 | 9.1706 | 18.3212 | 11.7216 | 15.1001 | 11.8555 | 11.3773 | 11.7389 | 11.1235 | 10.9738 | 11.8446 | 12.9587 | 12.2104 | 12.3117 | 12.3117 | 10.9738 | 11.7036 | 10.2891
2020-05-01 14:07 | 0.04 | 43.707 | 59.7447 | 47.6932 | 61.1931 | 47.6581 | 37.9611 | 70.3342 | 47.6181 | 59.0791 | 47.7991 | 46.1824 | 47.6416 | 43.7402 | 43.2389 | 47.7844 | 49.006 | 50.6006 | 50.7356 | 50.7356 | 43.2389 | 48.593 | 40.8252
2020-05-01 14:08 | 0.04 | 121.8147 | 140.7456 | 126.1042 | 143.9319 | 126.0872 | 113.5194 | 155.2736 | 126.0673 | 139.738 | 126.1529 | 123.725 | 126.0791 | 115.4793 | 114.8152 | 126.1464 | 126.0443 | 131.138 | 131.1994 | 131.1994 | 114.8152 | 128.8453 | 111.545
2020-05-01 14:09 | 0.04 | 237.2209 | 262.2828 | 242.0224 | 268.7732 | 242.0576 | 224.9164 | 285.0172 | 242.0957 | 260.5938 | 241.9056 | 238.0523 | 242.0735 | 219.1811 | 218.2311 | 241.9228 | 239.0357 | 251.6884 | 251.5364 | 251.5364 | 218.2311 | 248.5515 | 213.4699
2020-05-01 14:10 | 0.04 | 288.5793 | 301.6926 | 290.6302 | 307.7137 | 290.6988 | 278.9279 | 316.6901 | 290.7741 | 300.3982 | 290.4075 | 287.5997 | 290.7302 | 267.1854 | 266.6125 | 290.4398 | 287.9092 | 295.7721 | 295.5019 | 295.5019 | 266.6125 | 295.3609 | 263.6901
2020-05-01 14:11 | 0.00 | 327.8898 | 330.522 | 328.0693 | 335.4121 | 328.1679 | 320.0663 | 336.8696 | 328.2764 | 329.6922 | 327.7519 | 326.1278 | 328.2131 | 305.9602 | 305.7522 | 327.7977 | 325.9787 | 327.0541 | 326.6888 | 326.6888 | 305.7522 | 329.6446 | 304.5978
2020-05-01 14:12 | 0.06 | 335.1542 | 328.2177 | 334.2291 | 330.9715 | 334.3331 | 328.9189 | 324.2806 | 334.4476 | 327.9876 | 333.8947 | 333.6388 | 334.3808 | 316.6782 | 316.8283 | 333.9429 | 332.2834 | 325.1506 | 324.7914 | 324.7914 | 316.8283 | 331.014 | 317.4297
2020-05-01 14:13 | 0.05 | 321.0715 | 306.0463 | 319.8443 | 305.9718 | 319.9359 | 315.7536 | 290.9129 | 320.0366 | 306.483 | 319.5491 | 320.7049 | 319.9779 | 308.6595 | 309.1291 | 319.5917 | 317.5768 | 301.1142 | 300.8295 | 300.8295 | 309.1291 | 310.52 | 311.3108
2020-05-01 14:14 | 0.05 | 291.1314 | 269.2612 | 290.4115 | 265.5249 | 290.4796 | 286.0603 | 241.5559 | 290.5542 | 270.4561 | 290.1906 | 292.8883 | 290.5107 | 287.5271 | 288.2918 | 290.2226 | 287.6515 | 259.9859 | 259.8145 | 259.8145 | 288.2918 | 273.3906 | 291.9379
2020-05-01 14:15 | 0.05 | 239.7444 | 212.9188 | 240.4617 | 204.6717 | 240.4958 | 234.2368 | 171.9783 | 240.5327 | 214.9424 | 240.3485 | 244.7008 | 240.5113 | 247.9961 | 249.0154 | 240.3652 | 237.4432 | 196.6415 | 196.6089 | 196.6089 | 249.0154 | 214.2646 | 253.9328
2020-05-01 14:16 | 0.08 | 166.6891 | 138.7263 | 169.7647 | 125.9204 | 169.7621 | 160.2516 | 88.4975 | 169.7583 | 141.4762 | 169.7674 | 175.6474 | 169.7607 | 189.0373 | 190.2172 | 169.7675 | 168.6021 | 114.2003 | 114.2893 | 114.2893 | 190.2172 | 134.7415 | 195.9461
2020-05-01 14:17 | 0.05 | 81.2621 | 60.504 | 86.4085 | 47.7737 | 86.3792 | 74.6845 | 24.9326 | 86.3457 | 63.1149 | 86.4959 | 92.5866 | 86.3654 | 113.1106 | 114.2023 | 86.4839 | 87.2786 | 36.8158 | 36.9623 | 36.9623 | 114.2023 | 52.0615 | 119.5329
2020-05-01 14:18 | 0.05 | 15.2062 | 10.9774 | 17.4471 | 9.0193 | 17.4149 | 13.0668 | 8.59 | 17.3782 | 11.557 | 17.5448 | 19.6151 | 17.3998 | 29.3014 | 29.6866 | 17.5312 | 18.7804 | 8.3306 | 8.459 | 8.459 | 29.6866 | 8.9472 | 31.6111
2020-05-01 14:19 | 0.06 | 0 | 0 | 0 | 0 | 0 | 0 | 0 | 0 | 0 | 0 | 0 | 0 | 0 | 0 | 0 | 0 | 0 | 0 | 0 | 0 | 0 | 0
2020-05-01 14:20 | 0.06 | 0 | 0 | 0 | 0 | 0 | 0 | 0 | 0 | 0 | 0 | 0 | 0 | 0 | 0 | 0 | 0 | 0 | 0 | 0 | 0 | 0 | 0
2020-05-01 14:21 | 0.10 | 0 | 0 | 0 | 0 | 0 | 0 | 0 | 0 | 0 | 0 | 0 | 0 | 0 | 0 | 0 | 0 | 0 | 0 | 0 | 0 | 0 | 0
2020-05-01 14:22 | 0.10 | 0 | 0 | 0 | 0 | 0 | 0 | 0 | 0 | 0 | 0 | 0 | 0 | 0 | 0 | 0 | 0 | 0 | 0 | 0 | 0 | 0 | 0
2020-05-01 14:23 | 0.12 | 0 | 0 | 0 | 0 | 0 | 0 | 0 | 0 | 0 | 0 | 0 | 0 | 0 | 0 | 0 | 0 | 0 | 0 | 0 | 0 | 0 | 0
2020-05-01 14:24 | 0.10 | 0 | 0 | 0 | 0 | 0 | 0 | 0 | 0 | 0 | 0 | 0 | 0 | 0 | 0 | 0 | 0 | 0 | 0 | 0 | 0 | 0 | 0
2020-05-01 14:25 | 0.10 | 0 | 0 | 0 | 0 | 0 | 0 | 0 | 0 | 0 | 0 | 0 | 0 | 0 | 0 | 0 | 0 | 0 | 0 | 0 | 0 | 0 | 0
2020-05-01 14:26 | 0.15 | 0 | 0 | 0 | 0 | 0 | 0 | 0 | 0 | 0 | 0 | 0 | 0 | 0 | 0 | 0 | 0 | 0 | 0 | 0 | 0 | 0 | 0
2020-05-01 14:27 | 0.16 | 0 | 0 | 0 | 0 | 0 | 0 | 0 | 0 | 0 | 0 | 0 | 0 | 0 | 0 | 0 | 0 | 0 | 0 | 0 | 0 | 0 | 0
2020-05-01 14:28 | 0.15 | 0 | 0 | 0 | 0 | 0 | 0 | 0 | 0 | 0 | 0 | 0 | 0 | 0 | 0 | 0 | 0 | 0 | 0 | 0 | 0 | 0 | 0
2020-05-01 14:29 | 0.13 | 0 | 0 | 0 | 0 | 0 | 0 | 0 | 0 | 0 | 0 | 0 | 0 | 0 | 0 | 0 | 0 | 0 | 0 | 0 | 0 | 0 | 0
2020-05-01 14:30 | 0.12 | 12.8044 | 21.3015 | 14.8227 | 21.8013 | 14.7904 | 10.6068 | 27.0896 | 14.7535 | 20.9689 | 14.9209 | 14.1558 | 14.7752 | 13.8863 | 13.6378 | 14.9072 | 16.1546 | 15.8561 | 15.9827 | 15.9827 | 13.6378 | 14.8469 | 12.4976
2020-05-01 14:31 | 0.12 | 77.9242 | 114.1307 | 86.6337 | 117.7965 | 86.6045 | 65.0982 | 139.0271 | 86.5711 | 112.5737 | 86.7207 | 83.1586 | 86.5907 | 76.9854 | 75.8809 | 86.7088 | 87.496 | 95.3324 | 95.4398 | 95.4398 | 75.8809 | 90.1814 | 70.4629
2020-05-01 14:32 | 0.12 | 144.4504 | 170.8918 | 150.1241 | 175.6264 | 150.1186 | 133.3324 | 191.8201 | 150.1116 | 169.4442 | 150.1361 | 146.6924 | 150.1158 | 134.6606 | 133.7211 | 150.1348 | 149.2105 | 159.0018 | 159.0098 | 159.0098 | 133.7211 | 155.2194 | 129.0593
2020-05-01 14:33 | 0.11 | 177.5052 | 192.3424 | 180.3679 | 196.4487 | 180.3747 | 169.6961 | 206.0063 | 180.3813 | 191.3003 | 180.3411 | 177.8849 | 180.3776 | 165.5061 | 164.9193 | 180.3454 | 178.9682 | 185.5504 | 185.5174 | 185.5174 | 164.9193 | 184.0101 | 162.0077
2020-05-01 14:34 | 0.11 | 289.6532 | 302.6138 | 291.5044 | 308.8028 | 291.5732 | 280.2478 | 317.9444 | 291.6487 | 301.297 | 291.2809 | 288.409 | 291.6047 | 267.594 | 267.0123 | 291.3133 | 288.7555 | 297.3723 | 297.099 | 297.099 | 267.0123 | 296.7537 | 264.0471
2020-05-01 14:35 | 0.10 | 297.9949 | 300.1807 | 298.0437 | 304.6027 | 298.1186 | 291.1862 | 305.9339 | 298.2008 | 299.4353 | 297.8011 | 296.2695 | 298.1529 | 278.2084 | 278.0106 | 297.8362 | 295.4798 | 297.3671 | 297.0895 | 297.0895 | 278.0106 | 299.6 | 276.9423
2020-05-01 14:36 | 0.10 | 316.9027 | 310.3528 | 315.9208 | 313.0153 | 316.0092 | 311.2784 | 306.9225 | 316.1065 | 310.1257 | 315.6354 | 315.322 | 316.0497 | 299.4041 | 299.5328 | 315.6766 | 313.5893 | 307.8775 | 307.5718 | 307.5718 | 299.5328 | 313.1984 | 300.0536
2020-05-01 14:37 | 0.04 | 254.2825 | 245.0546 | 253.6542 | 245.2117 | 253.6982 | 250.2146 | 235.7245 | 253.7461 | 245.2903 | 253.5095 | 254.0702 | 253.7182 | 245.3544 | 245.6202 | 253.5307 | 250.9447 | 241.1288 | 240.9976 | 240.9976 | 245.6202 | 247.388 | 246.8704
2020-05-01 14:38 | 0.04 | 105.0311 | 104.5223 | 105.4922 | 104.4441 | 105.467 | 103.2642 | 102.8735 | 105.438 | 104.5482 | 105.5667 | 105.4652 | 105.4551 | 103.7155 | 103.7023 | 105.5566 | 106.0528 | 101.7791 | 101.8832 | 101.8832 | 103.7023 | 103.3101 | 103.6784
2020-05-01 14:39 | 0.03 | 103.4807 | 102.0059 | 103.972 | 101.5472 | 103.9463 | 101.6556 | 98.8471 | 103.9167 | 102.1174 | 104.048 | 104.1316 | 103.9341 | 102.8766 | 102.9027 | 104.0376 | 104.5692 | 98.7477 | 98.855 | 98.855 | 102.9027 | 100.8366 | 103.0716
2020-05-01 14:40 | 0.03 | 86.8327 | 83.4802 | 87.4041 | 82.1542 | 87.3753 | 85.042 | 77.2582 | 87.3424 | 83.7775 | 87.4897 | 87.9703 | 87.3618 | 88.1425 | 88.2474 | 87.478 | 88.2322 | 79.2265 | 79.348 | 79.348 | 88.2474 | 82.3464 | 88.8049
2020-05-01 14:41 | 0.04 | 55.3226 | 48.8217 | 57.0393 | 44.8753 | 57.0044 | 52.8129 | 37.3802 | 56.9646 | 49.63 | 57.1445 | 58.8966 | 56.988 | 64.7892 | 65.1025 | 57.13 | 58.3368 | 40.5738 | 40.7197 | 40.7197 | 65.1025 | 45.7496 | 66.6768
2020-05-01 14:42 | 0.09 | 7.3703 | 7.1291 | 7.58 | 7.0913 | 7.5472 | 7.1306 | 6.993 | 7.5099 | 7.1559 | 7.6795 | 7.6959 | 7.5318 | 8.5371 | 8.5404 | 7.6657 | 8.9454 | 6.7084 | 6.8371 | 6.8371 | 8.5404 | 6.84 | 8.61
2020-05-01 14:43 | 0.08 | 0 | 0 | 0 | 0 | 0 | 0 | 0 | 0 | 0 | 0 | 0 | 0 | 0 | 0 | 0 | 0 | 0 | 0 | 0 | 0 | 0 | 0
2020-05-01 14:44 | 0.08 | 0 | 0 | 0 | 0 | 0 | 0 | 0 | 0 | 0 | 0 | 0 | 0 | 0 | 0 | 0 | 0 | 0 | 0 | 0 | 0 | 0 | 0
2020-05-01 14:45 | 0.09 | 0 | 0 | 0 | 0 | 0 | 0 | 0 | 0 | 0 | 0 | 0 | 0 | 0 | 0 | 0 | 0 | 0 | 0 | 0 | 0 | 0 | 0
2020-05-01 14:46 | 0.08 | 0 | 0 | 0 | 0 | 0 | 0 | 0 | 0 | 0 | 0 | 0 | 0 | 0 | 0 | 0 | 0 | 0 | 0 | 0 | 0 | 0 | 0
2020-05-01 14:47 | 0.08 | 0 | 0 | 0 | 0 | 0 | 0 | 0 | 0 | 0 | 0 | 0 | 0 | 0 | 0 | 0 | 0 | 0 | 0 | 0 | 0 | 0 | 0
2020-05-01 14:48 | 0.06 | 0 | 0 | 0 | 0 | 0 | 0 | 0 | 0 | 0 | 0 | 0 | 0 | 0 | 0 | 0 | 0 | 0 | 0 | 0 | 0 | 0 | 0
2020-05-01 14:49 | 0.07 | 0 | 0 | 0 | 0 | 0 | 0 | 0 | 0 | 0 | 0 | 0 | 0 | 0 | 0 | 0 | 0 | 0 | 0 | 0 | 0 | 0 | 0
2020-05-01 14:50 | 0.06 | 0 | 0 | 0 | 0 | 0 | 0 | 0 | 0 | 0 | 0 | 0 | 0 | 0 | 0 | 0 | 0 | 0 | 0 | 0 | 0 | 0 | 0
2020-05-01 14:51 | 0.06 | 0 | 0 | 0 | 0 | 0 | 0 | 0 | 0 | 0 | 0 | 0 | 0 | 0 | 0 | 0 | 0 | 0 | 0 | 0 | 0 | 0 | 0
2020-05-01 14:52 | 0.06 | 0 | 0 | 0 | 0 | 0 | 0 | 0 | 0 | 0 | 0 | 0 | 0 | 0 | 0 | 0 | 0 | 0 | 0 | 0 | 0 | 0 | 0
2020-05-01 14:53 | 0.02 | 0 | 0 | 0 | 0 | 0 | 0 | 0 | 0 | 0 | 0 | 0 | 0 | 0 | 0 | 0 | 0 | 0 | 0 | 0 | 0 | 0 | 0
2020-05-01 14:54 | 0.02 | 12.7878 | 23.0072 | 15.1935 | 23.6598 | 15.1612 | 10.1239 | 30.0485 | 15.1253 | 22.6019 | 15.2914 | 14.3904 | 15.146 | 14.0031 | 13.7165 | 15.2778 | 16.5201 | 16.7384 | 16.8445 | 16.8445 | 13.7165 | 15.4388 | 12.3915
2020-05-01 14:55 | 0.02 | 77.8504 | 114.4162 | 86.5201 | 118.2671 | 86.4909 | 65.0577 | 139.9579 | 86.4574 | 112.8192 | 86.6074 | 82.9602 | 86.4771 | 76.4704 | 75.3512 | 86.5955 | 87.3878 | 95.8193 | 95.9265 | 95.9265 | 75.3512 | 90.4674 | 69.8656
2020-05-01 14:56 | 0.01 | 152.6147 | 185.061 | 159.5404 | 190.6686 | 159.5334 | 139.5582 | 210.7786 | 159.5246 | 183.3148 | 159.5574 | 155.4433 | 159.5299 | 141.9452 | 140.8165 | 159.5554 | 158.7198 | 170.7905 | 170.8041 | 170.8041 | 140.8165 | 165.8863 | 135.2206
2020-05-01 14:57 | 0.00 | 226.6997 | 249.5405 | 230.7465 | 255.9959 | 230.7756 | 215.6101 | 271.335 | 230.8068 | 247.9159 | 230.6493 | 226.9043 | 230.7887 | 208.2445 | 207.3466 | 230.6637 | 227.9957 | 240.8451 | 240.7164 | 240.7164 | 207.3466 | 237.6933 | 202.8594
2020-05-01 14:58 | 0.00 | 283.2521 | 295.5551 | 284.8409 | 301.7666 | 284.9048 | 274.2994 | 310.7232 | 284.9748 | 294.2526 | 284.6332 | 281.7681 | 284.934 | 261.054 | 260.4845 | 284.6633 | 282.0117 | 291.0256 | 290.7706 | 290.7706 | 260.4845 | 290.3295 | 257.5906
2020-05-01 14:59 | 0.01 | 314.9202 | 316.7134 | 314.6597 | 321.6633 | 314.7469 | 307.9666 | 323.0824 | 314.8428 | 315.897 | 314.3782 | 312.7232 | 314.7869 | 292.8388 | 292.6373 | 314.4189 | 312.2871 | 314.636 | 314.3104 | 314.3104 | 292.6373 | 316.8867 | 291.5369
2020-05-01 15:00 | 0.00 | 328.6014 | 321.1286 | 327.2634 | 324.1235 | 327.3612 | 323.024 | 317.65 | 327.4689 | 320.8762 | 326.9483 | 326.6032 | 327.4061 | 309.3811 | 309.5272 | 326.9938 | 325.1507 | 319.4283 | 319.0876 | 319.0876 | 309.5272 | 324.9061 | 310.1235
2020-05-01 15:01 | 0.00 | 323.0681 | 307.3488 | 321.3924 | 307.5949 | 321.4852 | 318.3039 | 292.6108 | 321.5874 | 307.7565 | 321.0931 | 322.1756 | 321.5278 | 309.5003 | 309.9745 | 321.1363 | 319.1549 | 303.8361 | 303.5434 | 303.5434 | 309.9745 | 312.9491 | 312.1818
2020-05-01 15:02 | 0.00 | 278.6079 | 258.0312 | 277.5399 | 255.0282 | 277.6 | 274.3084 | 233.2818 | 277.6656 | 259.0774 | 277.3446 | 279.6817 | 277.6274 | 273.7898 | 274.4838 | 277.373 | 274.8441 | 250.7862 | 250.6332 | 250.6332 | 274.4838 | 262.8048 | 277.8014
2020-05-01 15:03 | 0.00 | 232.339 | 207.3191 | 232.5158 | 200.3113 | 232.5477 | 227.7243 | 170.7099 | 232.5821 | 209.1036 | 232.4097 | 236.2194 | 232.5621 | 238.0524 | 238.9738 | 232.4253 | 230.0065 | 193.9829 | 193.9493 | 193.9493 | 238.9738 | 209.7307 | 243.4213
2020-05-01 15:04 | 0.02 | 173.5617 | 143.4108 | 176.3182 | 130.2004 | 176.3186 | 167.418 | 90.7099 | 176.318 | 146.2847 | 176.3116 | 182.4175 | 176.3185 | 195.895 | 197.1353 | 176.313 | 174.933 | 119.0458 | 119.13 | 119.13 | 197.1353 | 140.411 | 203.1505
2020-05-01 15:05 | 0.05 | 99.8847 | 71.4654 | 105.662 | 55.0684 | 105.6387 | 92.2801 | 23.0263 | 105.6117 | 74.8477 | 105.7306 | 113.4435 | 105.6276 | 138.0557 | 139.4513 | 105.7213 | 106.0805 | 41.6717 | 41.8162 | 41.8162 | 139.4513 | 62.2391 | 146.231
2020-05-01 15:06 | 0.02 | 14.2678 | 9.5567 | 16.3813 | 7.39 | 16.349 | 12.2234 | 6.9402 | 16.3123 | 10.1731 | 16.4791 | 18.5613 | 16.3339 | 27.9888 | 28.3788 | 16.4655 | 17.7053 | 6.706 | 6.8347 | 6.8347 | 28.3788 | 7.453 | 30.3273
2020-05-01 15:07 | 0.04 | 0 | 0 | 0 | 0 | 0 | 0 | 0 | 0 | 0 | 0 | 0 | 0 | 0 | 0 | 0 | 0 | 0 | 0 | 0 | 0 | 0 | 0
2020-05-01 15:08 | 0.05 | 0 | 0 | 0 | 0 | 0 | 0 | 0 | 0 | 0 | 0 | 0 | 0 | 0 | 0 | 0 | 0 | 0 | 0 | 0 | 0 | 0 | 0
2020-05-01 15:09 | 0.06 | 0 | 0 | 0 | 0 | 0 | 0 | 0 | 0 | 0 | 0 | 0 | 0 | 0 | 0 | 0 | 0 | 0 | 0 | 0 | 0 | 0 | 0
2020-05-01 15:10 | 0.06 | 0 | 0 | 0 | 0 | 0 | 0 | 0 | 0 | 0 | 0 | 0 | 0 | 0 | 0 | 0 | 0 | 0 | 0 | 0 | 0 | 0 | 0
2020-05-01 15:11 | 0.06 | 0 | 0 | 0 | 0 | 0 | 0 | 0 | 0 | 0 | 0 | 0 | 0 | 0 | 0 | 0 | 0 | 0 | 0 | 0 | 0 | 0 | 0
2020-05-01 15:12 | 0.06 | 0 | 0 | 0 | 0 | 0 | 0 | 0 | 0 | 0 | 0 | 0 | 0 | 0 | 0 | 0 | 0 | 0 | 0 | 0 | 0 | 0 | 0
2020-05-01 15:13 | 0.06 | 0 | 0 | 0 | 0 | 0 | 0 | 0 | 0 | 0 | 0 | 0 | 0 | 0 | 0 | 0 | 0 | 0 | 0 | 0 | 0 | 0 | 0
2020-05-01 15:14 | 0.06 | 0 | 0 | 0 | 0 | 0 | 0 | 0 | 0 | 0 | 0 | 0 | 0 | 0 | 0 | 0 | 0 | 0 | 0 | 0 | 0 | 0 | 0
2020-05-01 15:15 | 0.10 | 0 | 0 | 0 | 0 | 0 | 0 | 0 | 0 | 0 | 0 | 0 | 0 | 0 | 0 | 0 | 0 | 0 | 0 | 0 | 0 | 0 | 0
2020-05-01 15:16 | 0.14 | 0 | 0 | 0 | 0 | 0 | 0 | 0 | 0 | 0 | 0 | 0 | 0 | 0 | 0 | 0 | 0 | 0 | 0 | 0 | 0 | 0 | 0
2020-05-01 15:17 | 0.16 | 0 | 0 | 0 | 0 | 0 | 0 | 0 | 0 | 0 | 0 | 0 | 0 | 0 | 0 | 0 | 0 | 0 | 0 | 0 | 0 | 0 | 0
2020-05-01 15:18 | 0.16 | 10.8921 | 14.5617 | 11.7594 | 14.803 | 11.7268 | 9.9122 | 17.1083 | 11.6897 | 14.4121 | 11.8582 | 11.4258 | 11.7115 | 11.1955 | 11.0683 | 11.8445 | 13.1075 | 11.9903 | 12.1179 | 12.1179 | 11.0683 | 11.6215 | 10.5132
2020-05-01 15:19 | 0.14 | 93.7449 | 149.4314 | 106.7294 | 155.4505 | 106.7061 | 74.6964 | 188.3199 | 106.6793 | 146.9884 | 106.7976 | 101.2359 | 106.6951 | 91.1992 | 89.491 | 106.7884 | 107.1401 | 122.6087 | 122.683 | 122.683 | 89.491 | 113.8879 | 81.0797
2020-05-01 15:20 | 0.14 | 121.9405 | 138.6926 | 125.7415 | 141.5384 | 125.7227 | 114.5571 | 151.492 | 125.7009 | 137.7981 | 125.7956 | 123.6136 | 125.7138 | 116.2142 | 115.6219 | 125.7883 | 125.8116 | 130.1502 | 130.2192 | 130.2192 | 115.6219 | 128.1505 | 112.7126
2020-05-01 15:21 | 0.19 | 223.3511 | 244.1362 | 226.9 | 250.3284 | 226.9272 | 213.1333 | 264.4901 | 226.9565 | 242.6077 | 226.8084 | 223.2773 | 226.9395 | 205.2584 | 204.4258 | 226.822 | 224.3688 | 236.5108 | 236.3896 | 236.3896 | 204.4258 | 233.6138 | 200.268
2020-05-01 15:22 | 0.16 | 277.7775 | 289.4749 | 279.1181 | 295.7189 | 279.1779 | 269.242 | 304.5156 | 279.2432 | 288.1837 | 278.9237 | 276.0623 | 279.2051 | 255.409 | 254.8506 | 278.952 | 276.2277 | 285.6235 | 285.3839 | 285.3839 | 254.8506 | 284.85 | 252.0205
2020-05-01 15:23 | 0.17 | 310.1484 | 311.5559 | 309.6769 | 316.5782 | 309.7601 | 303.5462 | 317.9888 | 309.8515 | 310.7388 | 309.4083 | 307.7275 | 309.7982 | 287.8111 | 287.6118 | 309.4471 | 307.213 | 310.1209 | 309.8092 | 309.8092 | 287.6118 | 312.2322 | 286.5311
2020-05-01 15:24 | 0.17 | 330.4129 | 322.5888 | 328.8958 | 325.6519 | 328.9956 | 325.1144 | 319.143 | 329.1054 | 322.3359 | 328.5745 | 328.2356 | 329.0413 | 310.942 | 311.0963 | 328.6209 | 326.8689 | 321.4613 | 321.1124 | 321.1124 | 311.0963 | 326.8318 | 311.7311
2020-05-01 15:25 | 0.21 | 280.0624 | 267.7816 | 278.7538 | 268.1397 | 278.8167 | 276.0363 | 256.4431 | 278.8855 | 268.0737 | 278.5494 | 279.2784 | 278.8454 | 268.6393 | 268.9915 | 278.579 | 276.3409 | 264.8136 | 264.6188 | 264.6188 | 268.9915 | 272.0728 | 270.6433
2020-05-01 15:26 | 0.23 | 289.5227 | 268.3433 | 288.2404 | 265.4818 | 288.3095 | 285.3362 | 243.4321 | 288.3852 | 269.3858 | 288.0164 | 290.3772 | 288.3411 | 283.9465 | 284.6591 | 288.0489 | 285.8092 | 261.6407 | 261.4574 | 261.4574 | 284.6591 | 273.7278 | 288.0542
2020-05-01 15:27 | 0.19 | 207.1948 | 186.1189 | 207.5181 | 179.962 | 207.5351 | 203.1254 | 154.7059 | 207.5529 | 187.6599 | 207.459 | 210.702 | 207.5426 | 212.6741 | 213.4472 | 207.4679 | 205.3525 | 174.1984 | 174.2049 | 174.2049 | 213.4472 | 187.6988 | 217.1924
2020-05-01 15:28 | 0.10 | 86.6806 | 81.952 | 87.2796 | 80.1085 | 87.251 | 84.8194 | 73.683 | 87.2182 | 82.3676 | 87.365 | 88.1044 | 87.2375 | 88.9256 | 89.0857 | 87.3533 | 88.1011 | 77.0362 | 77.1594 | 77.1594 | 89.0857 | 80.9198 | 89.9127
2020-05-01 15:29 | 0.10 | 50.0449 | 43.8579 | 51.3752 | 40.4082 | 51.3399 | 47.984 | 33.148 | 51.2996 | 44.5736 | 51.4819 | 52.9805 | 51.3233 | 57.8279 | 58.1032 | 51.4671 | 52.7063 | 36.74 | 36.8867 | 36.8867 | 58.1032 | 41.5135 | 59.4958
2020-05-01 15:30 | 0.13 | 5.4758 | 5.414 | 5.5257 | 5.4003 | 5.4928 | 5.3648 | 5.3204 | 5.4554 | 5.4184 | 5.6253 | 5.4819 | 5.4774 | 5.5414 | 5.5105 | 5.6115 | 6.8954 | 5.0588 | 5.1876 | 5.1876 | 5.5105 | 5.1696 | 5.4138
2020-05-01 15:31 | 0.13 | 0 | 0 | 0 | 0 | 0 | 0 | 0 | 0 | 0 | 0 | 0 | 0 | 0 | 0 | 0 | 0 | 0 | 0 | 0 | 0 | 0 | 0
2020-05-01 15:32 | 0.13 | 0 | 0 | 0 | 0 | 0 | 0 | 0 | 0 | 0 | 0 | 0 | 0 | 0 | 0 | 0 | 0 | 0 | 0 | 0 | 0 | 0 | 0
2020-05-01 15:33 | 0.08 | 0 | 0 | 0 | 0 | 0 | 0 | 0 | 0 | 0 | 0 | 0 | 0 | 0 | 0 | 0 | 0 | 0 | 0 | 0 | 0 | 0 | 0
2020-05-01 15:34 | 0.12 | 0 | 0 | 0 | 0 | 0 | 0 | 0 | 0 | 0 | 0 | 0 | 0 | 0 | 0 | 0 | 0 | 0 | 0 | 0 | 0 | 0 | 0
2020-05-01 15:35 | 0.07 | 0 | 0 | 0 | 0 | 0 | 0 | 0 | 0 | 0 | 0 | 0 | 0 | 0 | 0 | 0 | 0 | 0 | 0 | 0 | 0 | 0 | 0
2020-05-01 15:36 | 0.05 | 0 | 0 | 0 | 0 | 0 | 0 | 0 | 0 | 0 | 0 | 0 | 0 | 0 | 0 | 0 | 0 | 0 | 0 | 0 | 0 | 0 | 0
2020-05-01 15:37 | 0.00 | 0 | 0 | 0 | 0 | 0 | 0 | 0 | 0 | 0 | 0 | 0 | 0 | 0 | 0 | 0 | 0 | 0 | 0 | 0 | 0 | 0 | 0
2020-05-01 15:38 | 0.00 | 0 | 0 | 0 | 0 | 0 | 0 | 0 | 0 | 0 | 0 | 0 | 0 | 0 | 0 | 0 | 0 | 0 | 0 | 0 | 0 | 0 | 0
2020-05-01 15:39 | 0.01 | 0 | 0 | 0 | 0 | 0 | 0 | 0 | 0 | 0 | 0 | 0 | 0 | 0 | 0 | 0 | 0 | 0 | 0 | 0 | 0 | 0 | 0
2020-05-01 15:40 | 0.05 | 0 | 0 | 0 | 0 | 0 | 0 | 0 | 0 | 0 | 0 | 0 | 0 | 0 | 0 | 0 | 0 | 0 | 0 | 0 | 0 | 0 | 0
2020-05-01 15:41 | 0.07 | 0 | 0 | 0 | 0 | 0 | 0 | 0 | 0 | 0 | 0 | 0 | 0 | 0 | 0 | 0 | 0 | 0 | 0 | 0 | 0 | 0 | 0
2020-05-01 15:42 | 0.06 | 13.1539 | 26.8558 | 16.2812 | 27.8404 | 16.2489 | 9.7206 | 36.5963 | 16.2122 | 26.2956 | 16.3789 | 15.1906 | 16.2338 | 14.5702 | 14.1892 | 16.3653 | 17.6036 | 18.8662 | 18.9917 | 18.9917 | 14.1892 | 16.9486 | 12.4196
2020-05-01 15:43 | 0.06 | 79.9744 | 122.1606 | 89.6727 | 126.9273 | 89.6441 | 65.655 | 152.3583 | 89.6114 | 120.2695 | 89.7578 | 85.4453 | 89.6306 | 77.4576 | 76.1565 | 89.7461 | 90.488 | 101.9132 | 102.0148 | 102.0148 | 76.1565 | 95.27 | 69.7785
2020-05-01 15:44 | 0.06 | 163.5777 | 199.5404 | 170.8655 | 206.2333 | 170.8633 | 149.4941 | 229.0371 | 170.8599 | 197.5319 | 170.8669 | 166.1227 | 170.862 | 150.0471 | 148.7674 | 170.8672 | 169.6737 | 185.1779 | 185.1663 | 185.1663 | 148.7674 | 179.2266 | 142.4156
2020-05-01 15:45 | 0.06 | 238.0941 | 262.4803 | 242.0476 | 269.8636 | 242.0827 | 226.6155 | 286.8613 | 242.1206 | 260.6689 | 241.9314 | 237.7606 | 242.0985 | 216.7778 | 215.7978 | 241.9485 | 239.0129 | 254.4569 | 254.2988 | 254.2988 | 215.7978 | 250.6461 | 210.8998
2020-05-01 15:46 | 0.04 | 287.5006 | 299.4737 | 288.6635 | 306.2291 | 288.7302 | 278.8217 | 315.5822 | 288.8034 | 298.0954 | 288.4467 | 285.4045 | 288.7608 | 263.2923 | 262.708 | 288.4781 | 285.8827 | 296.1948 | 295.9248 | 295.9248 | 262.708 | 295.2122 | 259.7435
2020-05-01 15:47 | 0.04 | 320.5132 | 321.6525 | 319.7782 | 327.1163 | 319.8697 | 313.8509 | 328.6778 | 319.9703 | 320.7745 | 319.4831 | 317.6871 | 319.9116 | 296.3715 | 296.1661 | 319.5258 | 317.508 | 320.8935 | 320.5481 | 320.5481 | 296.1661 | 322.9576 | 295.0468
2020-05-01 15:48 | 0.01 | 335.0624 | 326.5092 | 333.1984 | 329.9614 | 333.3014 | 329.7837 | 323.2765 | 333.4148 | 326.2163 | 332.8669 | 332.4299 | 333.3486 | 313.7667 | 313.9233 | 332.9147 | 331.225 | 326.1503 | 325.7881 | 325.7881 | 313.9233 | 331.597 | 314.5707
2020-05-01 15:49 | 0.02 | 323.426 | 306.5407 | 321.2353 | 307.1401 | 321.328 | 319.0542 | 291.8962 | 321.4301 | 306.9262 | 320.9364 | 321.948 | 321.3706 | 308.1881 | 308.6747 | 320.9796 | 318.9955 | 304.3584 | 304.0641 | 304.0641 | 308.6747 | 313.4241 | 310.9505
2020-05-01 15:50 | 0.03 | 290.9438 | 267.2426 | 289.2471 | 264.1883 | 289.3144 | 286.8957 | 240.1647 | 289.3881 | 268.3854 | 289.0289 | 291.5772 | 289.3451 | 284.6388 | 285.4194 | 289.0605 | 286.477 | 260.8733 | 260.6993 | 260.6993 | 285.4194 | 273.8304 | 289.1574
2020-05-01 15:51 | 0.05 | 240.9905 | 211.9397 | 240.6855 | 204.2967 | 240.7196 | 236.5714 | 171.1961 | 240.7566 | 213.9361 | 240.572 | 244.8316 | 240.7351 | 246.6963 | 247.7469 | 240.5887 | 237.6528 | 198.6485 | 198.6123 | 198.6123 | 247.7469 | 215.9365 | 252.8287
2020-05-01 15:52 | 0.05 | 167.9262 | 137.4797 | 169.9996 | 125.1566 | 169.9972 | 162.5769 | 87.1453 | 169.9935 | 140.2285 | 170.0021 | 175.8582 | 169.9958 | 188.1013 | 189.3273 | 170.0022 | 168.8303 | 115.7789 | 115.8662 | 115.8662 | 189.3273 | 136.134 | 195.2914
2020-05-01 15:53 | 0.05 | 82.3059 | 57.1759 | 87.2957 | 43.5731 | 87.2665 | 75.9669 | 20.167 | 87.2331 | 60.0715 | 87.3828 | 94.3135 | 87.2528 | 117.1547 | 118.4431 | 87.3709 | 88.1588 | 33.6149 | 33.7619 | 33.7619 | 118.4431 | 49.8701 | 124.7383
2020-05-01 15:54 | 0.05 | 14.2566 | 8.5353 | 16.6389 | 6.3723 | 16.6066 | 12.0034 | 6.0069 | 16.5699 | 9.2329 | 16.7367 | 19.2574 | 16.5915 | 30.5366 | 31.0225 | 16.7231 | 17.9623 | 5.7946 | 5.9234 | 5.9234 | 31.0225 | 6.5048 | 33.4421
2020-05-01 15:55 | 0.05 | 0 | 0 | 0 | 0 | 0 | 0 | 0 | 0 | 0 | 0 | 0 | 0 | 0 | 0 | 0 | 0 | 0 | 0 | 0 | 0 | 0 | 0
2020-05-01 15:56 | 0.04 | 0 | 0 | 0 | 0 | 0 | 0 | 0 | 0 | 0 | 0 | 0 | 0 | 0 | 0 | 0 | 0 | 0 | 0 | 0 | 0 | 0 | 0
2020-05-01 15:57 | 0.04 | 0 | 0 | 0 | 0 | 0 | 0 | 0 | 0 | 0 | 0 | 0 | 0 | 0 | 0 | 0 | 0 | 0 | 0 | 0 | 0 | 0 | 0
2020-05-01 15:58 | 0.04 | 0 | 0 | 0 | 0 | 0 | 0 | 0 | 0 | 0 | 0 | 0 | 0 | 0 | 0 | 0 | 0 | 0 | 0 | 0 | 0 | 0 | 0
2020-05-01 15:59 | 0.04 | 0 | 0 | 0 | 0 | 0 | 0 | 0 | 0 | 0 | 0 | 0 | 0 | 0 | 0 | 0 | 0 | 0 | 0 | 0 | 0 | 0 | 0
2020-05-01 16:00 | 0.06 | 0 | 0 | 0 | 0 | 0 | 0 | 0 | 0 | 0 | 0 | 0 | 0 | 0 | 0 | 0 | 0 | 0 | 0 | 0 | 0 | 0 | 0
2020-05-01 16:01 | 0.07 | 0 | 0 | 0 | 0 | 0 | 0 | 0 | 0 | 0 | 0 | 0 | 0 | 0 | 0 | 0 | 0 | 0 | 0 | 0 | 0 | 0 | 0
2020-05-01 16:02 | 0.07 | 0 | 0 | 0 | 0 | 0 | 0 | 0 | 0 | 0 | 0 | 0 | 0 | 0 | 0 | 0 | 0 | 0 | 0 | 0 | 0 | 0 | 0
2020-05-01 16:03 | 0.07 | 0 | 0 | 0 | 0 | 0 | 0 | 0 | 0 | 0 | 0 | 0 | 0 | 0 | 0 | 0 | 0 | 0 | 0 | 0 | 0 | 0 | 0
2020-05-01 16:04 | 0.07 | 0 | 0 | 0 | 0 | 0 | 0 | 0 | 0 | 0 | 0 | 0 | 0 | 0 | 0 | 0 | 0 | 0 | 0 | 0 | 0 | 0 | 0
2020-05-01 16:05 | 0.09 | 0 | 0 | 0 | 0 | 0 | 0 | 0 | 0 | 0 | 0 | 0 | 0 | 0 | 0 | 0 | 0 | 0 | 0 | 0 | 0 | 0 | 0
2020-05-01 16:06 | 0.10 | 12.4142 | 27.7974 | 15.844 | 28.957 | 15.8117 | 8.7346 | 38.9739 | 15.775 | 27.1568 | 15.9417 | 14.6221 | 15.7965 | 13.8988 | 13.4789 | 15.9282 | 17.1679 | 18.9952 | 19.1206 | 19.1206 | 13.4789 | 16.7595 | 11.5332
2020-05-01 16:07 | 0.09 | 77.4353 | 115.7099 | 86.1006 | 120.2395 | 86.0712 | 64.5191 | 143.6043 | 86.0375 | 113.9603 | 86.1883 | 82.1859 | 86.0573 | 74.4733 | 73.2829 | 86.1762 | 86.9788 | 97.6794 | 97.7851 | 97.7851 | 73.2829 | 91.5373 | 67.4571
2020-05-01 16:08 | 0.14 | 160.8229 | 195.3198 | 167.6362 | 202.0091 | 167.6327 | 147.4441 | 224.25 | 167.6278 | 193.3492 | 167.642 | 162.9883 | 167.6308 | 146.9584 | 145.7202 | 167.6416 | 166.5468 | 182.0189 | 182.0127 | 182.0127 | 145.7202 | 176.1519 | 139.5821
2020-05-01 16:09 | 0.15 | 229.8963 | 252.5773 | 233.4065 | 259.7337 | 233.4363 | 219.2614 | 275.8197 | 233.4683 | 250.8469 | 233.3069 | 229.2986 | 233.4497 | 208.9931 | 208.0643 | 233.3216 | 230.4586 | 245.5747 | 245.4382 | 245.4382 | 208.0643 | 241.8964 | 203.431
2020-05-01 16:10 | 0.14 | 284.1033 | 295.4939 | 285.0125 | 302.3032 | 285.0766 | 275.8239 | 311.5173 | 285.1468 | 294.1229 | 284.8043 | 281.7607 | 285.1059 | 259.6103 | 259.0355 | 284.8345 | 282.1904 | 292.925 | 292.6644 | 292.6644 | 259.0355 | 291.8522 | 256.1242
2020-05-01 16:11 | 0.14 | 319.2039 | 319.9642 | 318.2402 | 325.5702 | 318.3304 | 312.8301 | 327.1521 | 318.4297 | 319.0745 | 317.9493 | 316.1136 | 318.3718 | 294.5099 | 294.306 | 317.9913 | 315.9391 | 319.8821 | 319.5399 | 319.5399 | 294.306 | 321.8179 | 293.1984
2020-05-01 16:12 | 0.15 | 340.7505 | 331.7249 | 338.6307 | 335.3776 | 338.7386 | 335.6986 | 328.6531 | 338.8575 | 331.4144 | 338.2836 | 337.8224 | 338.7881 | 318.6037 | 318.7681 | 338.3337 | 336.7995 | 332.1045 | 331.7225 | 331.7225 | 318.7681 | 337.4678 | 319.4486
2020-05-01 16:13 | 0.14 | 188.1742 | 184.4 | 188.1933 | 184.6099 | 188.1993 | 185.2985 | 180.1333 | 188.2049 | 184.4733 | 188.169 | 188.2641 | 188.2017 | 183.126 | 183.2141 | 188.173 | 186.4819 | 181.212 | 181.2066 | 181.2066 | 183.2141 | 184.5903 | 183.6434
2020-05-01 16:14 | 0.12 | 248.1802 | 230.5591 | 246.955 | 228.4175 | 246.9938 | 244.8153 | 210.5629 | 247.0359 | 231.3875 | 246.8268 | 248.6162 | 247.0114 | 242.7914 | 243.3547 | 246.8456 | 244.0815 | 225.4634 | 225.3714 | 225.3714 | 243.3547 | 235.2775 | 246.0699
2020-05-01 16:15 | 0.12 | 208.2836 | 186.1009 | 208.1219 | 180.2813 | 208.1381 | 204.6487 | 154.9544 | 208.155 | 187.6221 | 208.0654 | 211.2644 | 208.1452 | 212.4255 | 213.2171 | 208.0739 | 205.815 | 175.5703 | 175.5758 | 175.5758 | 213.2171 | 188.9284 | 217.0626
2020-05-01 16:16 | 0.12 | 154.6402 | 129.0418 | 156.174 | 119.0479 | 156.1675 | 150.2385 | 87.5031 | 156.1594 | 131.2974 | 156.189 | 160.9578 | 156.1643 | 170.4301 | 171.4413 | 156.1873 | 155.3076 | 111.4882 | 111.5782 | 111.5782 | 171.4413 | 128.367 | 176.3698
2020-05-01 16:17 | 0.12 | 79.9395 | 57.7991 | 83.7074 | 46.236 | 83.6779 | 74.8458 | 23.7215 | 83.6442 | 60.2528 | 83.7955 | 89.4709 | 83.664 | 107.3963 | 108.4662 | 83.7834 | 84.5938 | 37.5619 | 37.7082 | 37.7082 | 108.4662 | 52.326 | 113.7051
2020-05-01 16:18 | 0.12 | 5.5874 | 5.3448 | 5.7935 | 5.3317 | 5.7606 | 5.3693 | 5.2553 | 5.7232 | 5.3582 | 5.8932 | 5.936 | 5.7452 | 6.9415 | 6.9529 | 5.8793 | 7.1629 | 4.997 | 5.1259 | 5.1259 | 6.9529 | 5.1037 | 7.063
2020-05-01 16:19 | 0.21 | 0 | 0 | 0 | 0 | 0 | 0 | 0 | 0 | 0 | 0 | 0 | 0 | 0 | 0 | 0 | 0 | 0 | 0 | 0 | 0 | 0 | 0
2020-05-01 16:20 | 0.27 | 0 | 0 | 0 | 0 | 0 | 0 | 0 | 0 | 0 | 0 | 0 | 0 | 0 | 0 | 0 | 0 | 0 | 0 | 0 | 0 | 0 | 0
2020-05-01 16:21 | 0.33 | 0 | 0 | 0 | 0 | 0 | 0 | 0 | 0 | 0 | 0 | 0 | 0 | 0 | 0 | 0 | 0 | 0 | 0 | 0 | 0 | 0 | 0
2020-05-01 16:22 | 0.33 | 0 | 0 | 0 | 0 | 0 | 0 | 0 | 0 | 0 | 0 | 0 | 0 | 0 | 0 | 0 | 0 | 0 | 0 | 0 | 0 | 0 | 0
2020-05-01 16:23 | 0.24 | 0 | 0 | 0 | 0 | 0 | 0 | 0 | 0 | 0 | 0 | 0 | 0 | 0 | 0 | 0 | 0 | 0 | 0 | 0 | 0 | 0 | 0
2020-05-01 16:24 | 0.23 | 0 | 0 | 0 | 0 | 0 | 0 | 0 | 0 | 0 | 0 | 0 | 0 | 0 | 0 | 0 | 0 | 0 | 0 | 0 | 0 | 0 | 0
2020-05-01 16:25 | 0.31 | 0 | 0 | 0 | 0 | 0 | 0 | 0 | 0 | 0 | 0 | 0 | 0 | 0 | 0 | 0 | 0 | 0 | 0 | 0 | 0 | 0 | 0
2020-05-01 16:26 | 0.27 | 0 | 0 | 0 | 0 | 0 | 0 | 0 | 0 | 0 | 0 | 0 | 0 | 0 | 0 | 0 | 0 | 0 | 0 | 0 | 0 | 0 | 0
2020-05-01 16:27 | 0.22 | 0 | 0 | 0 | 0 | 0 | 0 | 0 | 0 | 0 | 0 | 0 | 0 | 0 | 0 | 0 | 0 | 0 | 0 | 0 | 0 | 0 | 0
2020-05-01 16:28 | 0.18 | 0 | 0 | 0 | 0 | 0 | 0 | 0 | 0 | 0 | 0 | 0 | 0 | 0 | 0 | 0 | 0 | 0 | 0 | 0 | 0 | 0 | 0
2020-05-01 16:29 | 0.15 | 0 | 0 | 0 | 0 | 0 | 0 | 0 | 0 | 0 | 0 | 0 | 0 | 0 | 0 | 0 | 0 | 0 | 0 | 0 | 0 | 0 | 0
2020-05-01 16:30 | 0.14 | 2.503 | 2.5925 | 2.5347 | 2.6004 | 2.5084 | 2.4433 | 2.631 | 2.4785 | 2.5879 | 2.6146 | 2.4699 | 2.496 | 2.437 | 2.4051 | 2.6036 | 3.7237 | 2.3048 | 2.408 | 2.408 | 2.4051 | 2.3522 | 2.2931
2020-05-01 16:31 | 0.13 | 31.6922 | 35.1655 | 32.5943 | 35.5899 | 32.5567 | 30.1094 | 37.4944 | 32.5138 | 35.0033 | 32.7082 | 32.1565 | 32.539 | 31.0567 | 30.9104 | 32.6924 | 34.1011 | 32.6977 | 32.8451 | 32.8451 | 30.9104 | 32.4818 | 30.2528
2020-05-01 16:32 | 0.13 | 72.0778 | 74.8793 | 72.8964 | 75.4697 | 72.8648 | 70.0202 | 76.7499 | 72.8286 | 74.7106 | 72.9912 | 72.4271 | 72.8499 | 70.0981 | 69.9634 | 72.9781 | 73.9447 | 72.2079 | 72.333 | 72.333 | 69.9634 | 72.4731 | 69.3507
2020-05-01 16:33 | 0.13 | 220.9544 | 240.7205 | 223.8418 | 247.3793 | 223.8673 | 211.5141 | 261.6875 | 223.8946 | 239.1459 | 223.756 | 220.0965 | 223.8787 | 201.0571 | 200.2278 | 223.7687 | 221.3037 | 234.9574 | 234.8399 | 234.8399 | 200.2278 | 231.7254 | 196.098
2020-05-01 16:34 | 0.13 | 283.853 | 294.96 | 284.5347 | 301.9884 | 284.5984 | 275.7882 | 311.3191 | 284.6682 | 293.5626 | 284.3276 | 281.2159 | 284.6275 | 258.5618 | 257.9844 | 284.3577 | 281.7045 | 293.0441 | 292.7833 | 292.7833 | 257.9844 | 291.8414 | 255.0647
2020-05-01 16:35 | 0.13 | 306.4566 | 306.8389 | 305.3992 | 312.2561 | 305.4793 | 300.5201 | 313.655 | 305.5673 | 305.9894 | 305.1401 | 303.3525 | 305.516 | 282.6122 | 282.4188 | 305.1776 | 302.8992 | 307.0716 | 306.7675 | 306.7675 | 282.4188 | 308.9218 | 281.3791
2020-05-01 16:36 | 0.12 | 333.9624 | 324.6088 | 331.6164 | 328.4246 | 331.718 | 329.1802 | 321.7769 | 331.8299 | 324.282 | 331.2893 | 330.7508 | 331.7646 | 311.2264 | 311.3844 | 331.3365 | 329.6052 | 325.6466 | 325.2859 | 325.2859 | 311.3844 | 330.8627 | 312.0469
2020-05-01 16:37 | 0.12 | 312.5603 | 296.0541 | 310.0783 | 297.02 | 310.1625 | 308.7862 | 282.8297 | 310.255 | 296.3719 | 309.8063 | 310.6265 | 310.2011 | 296.6613 | 297.1132 | 309.8457 | 307.6863 | 295.2096 | 294.9395 | 294.9395 | 297.1132 | 303.5252 | 299.236
2020-05-01 16:38 | 0.12 | 296.8966 | 271.8525 | 294.6733 | 269.0774 | 294.7447 | 293.3233 | 244.5781 | 294.823 | 272.9912 | 294.4419 | 296.9795 | 294.7773 | 289.172 | 289.9782 | 294.4755 | 291.976 | 266.8775 | 266.6883 | 266.6883 | 289.9782 | 279.8276 | 293.8409
2020-05-01 16:39 | 0.13 | 244.7336 | 214.0665 | 243.8592 | 206.6564 | 243.8955 | 240.8534 | 172.8697 | 243.9348 | 216.0743 | 243.739 | 248.0106 | 243.912 | 249.0968 | 250.1801 | 243.7567 | 240.8648 | 202.2467 | 202.203 | 202.203 | 250.1801 | 219.5886 | 255.4249
2020-05-01 16:40 | 0.13 | 171.5344 | 138.5415 | 173.132 | 125.9721 | 173.1309 | 166.6282 | 86.1399 | 173.1286 | 141.4013 | 173.1302 | 179.2104 | 173.1301 | 191.3779 | 192.6767 | 173.131 | 171.8618 | 117.5737 | 117.6587 | 117.6587 | 192.6767 | 138.6083 | 198.9978
2020-05-01 16:41 | 0.14 | 81.1086 | 56.9009 | 85.1386 | 44.5958 | 85.1091 | 75.791 | 22.1426 | 85.0753 | 59.5481 | 85.2267 | 91.4854 | 85.0952 | 111.443 | 112.6313 | 85.2146 | 86.0263 | 35.9641 | 36.1106 | 36.1106 | 112.6313 | 51.3215 | 118.4483
2020-05-01 16:42 | 0.15 | 10.4336 | 9.5018 | 10.7747 | 9.0826 | 10.7487 | 9.9926 | 8.888 | 10.7191 | 9.6112 | 10.8535 | 11.084 | 10.7365 | 12.4217 | 12.4581 | 10.8425 | 12.101 | 8.6205 | 8.7229 | 8.7229 | 12.4581 | 8.9561 | 12.6986
2020-05-01 16:43 | 0.16 | 0 | 0 | 0 | 0 | 0 | 0 | 0 | 0 | 0 | 0 | 0 | 0 | 0 | 0 | 0 | 0 | 0 | 0 | 0 | 0 | 0 | 0
2020-05-01 16:44 | 0.18 | 0 | 0 | 0 | 0 | 0 | 0 | 0 | 0 | 0 | 0 | 0 | 0 | 0 | 0 | 0 | 0 | 0 | 0 | 0 | 0 | 0 | 0
2020-05-01 16:45 | 0.18 | 0 | 0 | 0 | 0 | 0 | 0 | 0 | 0 | 0 | 0 | 0 | 0 | 0 | 0 | 0 | 0 | 0 | 0 | 0 | 0 | 0 | 0
2020-05-01 16:46 | 0.18 | 0 | 0 | 0 | 0 | 0 | 0 | 0 | 0 | 0 | 0 | 0 | 0 | 0 | 0 | 0 | 0 | 0 | 0 | 0 | 0 | 0 | 0
2020-05-01 16:47 | 0.18 | 0 | 0 | 0 | 0 | 0 | 0 | 0 | 0 | 0 | 0 | 0 | 0 | 0 | 0 | 0 | 0 | 0 | 0 | 0 | 0 | 0 | 0
2020-05-01 16:48 | 0.17 | 0 | 0 | 0 | 0 | 0 | 0 | 0 | 0 | 0 | 0 | 0 | 0 | 0 | 0 | 0 | 0 | 0 | 0 | 0 | 0 | 0 | 0
2020-05-01 16:49 | 0.17 | 0 | 0 | 0 | 0 | 0 | 0 | 0 | 0 | 0 | 0 | 0 | 0 | 0 | 0 | 0 | 0 | 0 | 0 | 0 | 0 | 0 | 0
2020-05-01 16:50 | 0.16 | 0 | 0 | 0 | 0 | 0 | 0 | 0 | 0 | 0 | 0 | 0 | 0 | 0 | 0 | 0 | 0 | 0 | 0 | 0 | 0 | 0 | 0
2020-05-01 16:51 | 0.16 | 0 | 0 | 0 | 0 | 0 | 0 | 0 | 0 | 0 | 0 | 0 | 0 | 0 | 0 | 0 | 0 | 0 | 0 | 0 | 0 | 0 | 0
2020-05-01 16:52 | 0.17 | 0 | 0 | 0 | 0 | 0 | 0 | 0 | 0 | 0 | 0 | 0 | 0 | 0 | 0 | 0 | 0 | 0 | 0 | 0 | 0 | 0 | 0
2020-05-01 16:53 | 0.19 | 0 | 0 | 0 | 0 | 0 | 0 | 0 | 0 | 0 | 0 | 0 | 0 | 0 | 0 | 0 | 0 | 0 | 0 | 0 | 0 | 0 | 0
2020-05-01 16:54 | 0.23 | 6.6396 | 10.6448 | 7.5484 | 11.0144 | 7.5223 | 5.5045 | 13.5661 | 7.4927 | 10.4712 | 7.6274 | 7.1567 | 7.5101 | 6.7657 | 6.631 | 7.6164 | 8.6496 | 8.3725 | 8.4609 | 8.4609 | 6.631 | 7.7908 | 6.0438
2020-05-01 16:55 | 0.26 | 75.1434 | 109.0436 | 82.5577 | 113.4421 | 82.5276 | 63.8878 | 134.7139 | 82.4931 | 107.4299 | 82.6478 | 78.9499 | 82.5134 | 71.2876 | 70.2183 | 82.6354 | 83.4913 | 93.7632 | 93.8723 | 93.8723 | 70.2183 | 88.0833 | 65.0012
2020-05-01 16:56 | 0.28 | 87.9725 | 102.3514 | 90.9883 | 104.977 | 90.9613 | 82.1432 | 113.9629 | 90.9302 | 101.5541 | 91.0688 | 89.07 | 90.9485 | 82.6824 | 82.1537 | 91.0577 | 91.6908 | 95.9107 | 96.0107 | 96.0107 | 82.1537 | 93.7885 | 79.5793
2020-05-01 16:57 | 0.29 | 176.0281 | 186.2628 | 177.5802 | 190.1382 | 177.585 | 170.2002 | 197.386 | 177.5892 | 185.3801 | 177.5599 | 175.4533 | 177.5869 | 163.5521 | 163.0968 | 177.5633 | 176.399 | 182.4454 | 182.4202 | 182.4202 | 163.0968 | 181.3161 | 160.8498
2020-05-01 16:58 | 0.28 | 288.3359 | 299.3343 | 288.7772 | 306.7282 | 288.8441 | 280.367 | 316.3567 | 288.9174 | 297.883 | 288.56 | 285.3288 | 288.8747 | 261.7002 | 261.1111 | 288.5915 | 286.0015 | 298.1341 | 297.8583 | 297.8583 | 261.1111 | 296.7557 | 258.1321
2020-05-01 16:59 | 0.26 | 322.8656 | 322.851 | 321.3805 | 328.985 | 321.4734 | 316.844 | 330.6702 | 321.5756 | 321.9011 | 321.0811 | 319.0985 | 321.5159 | 296.0646 | 295.8582 | 321.1244 | 319.1458 | 324.2019 | 323.8458 | 323.8458 | 295.8582 | 325.9478 | 294.7417
2020-05-01 17:00 | 0.25 | 272.9545 | 266.3733 | 271.2743 | 269.4084 | 271.3381 | 269.0525 | 264.7203 | 271.4079 | 266.0887 | 271.0673 | 270.5038 | 271.3672 | 255.2884 | 255.3737 | 271.0973 | 269.4288 | 266.8228 | 266.598 | 266.598 | 255.3737 | 270.7404 | 255.7283
2020-05-01 17:01 | 0.24 | 306.0556 | 290.0642 | 303.5262 | 291.1616 | 303.6063 | 302.5366 | 277.6762 | 303.6942 | 290.3468 | 303.2674 | 303.9953 | 303.643 | 290.1721 | 290.6008 | 303.3048 | 301.1226 | 289.6944 | 289.4364 | 289.4364 | 290.6008 | 297.5707 | 292.6171
2020-05-01 17:02 | 0.24 | 272.0258 | 249.5313 | 269.9199 | 247.1948 | 269.9751 | 268.914 | 225.4665 | 270.0354 | 250.5293 | 269.7398 | 271.919 | 270.0003 | 264.6088 | 265.3169 | 269.766 | 267.2732 | 245.4118 | 245.2709 | 245.2709 | 265.3169 | 256.8863 | 268.7242
2020-05-01 17:03 | 0.24 | 230.4139 | 202.3634 | 229.5322 | 195.7064 | 229.5597 | 226.9448 | 165.089 | 229.5892 | 204.1805 | 229.4399 | 233.2828 | 229.5721 | 234.0757 | 235.0569 | 229.4535 | 226.582 | 191.8505 | 191.828 | 191.828 | 235.0569 | 207.5662 | 239.8179
2020-05-01 17:04 | 0.24 | 166.9703 | 135.1454 | 168.2108 | 123.4416 | 168.2076 | 162.5714 | 85.6784 | 168.2031 | 137.84 | 168.2156 | 173.9318 | 168.2059 | 184.9958 | 186.2324 | 168.2154 | 167.0984 | 116.0602 | 116.1471 | 116.1471 | 186.2324 | 135.8973 | 192.2592
2020-05-01 17:05 | 0.24 | 80.7604 | 55.0065 | 84.8853 | 42.3592 | 84.8556 | 75.4075 | 20.3643 | 84.8215 | 57.7702 | 84.9741 | 91.639 | 84.8416 | 112.9805 | 114.256 | 84.9619 | 85.7893 | 34.0912 | 34.238 | 34.238 | 114.256 | 49.6022 | 120.5
2020-05-01 17:06 | 0.22 | 13.2879 | 7.4526 | 15.4171 | 5.7079 | 15.3848 | 11.3071 | 5.4498 | 15.348 | 8.0808 | 15.5151 | 17.9983 | 15.3696 | 29.0389 | 29.5373 | 15.5015 | 16.7464 | 5.2433 | 5.3722 | 5.3722 | 29.5373 | 5.9072 | 32.0237
2020-05-01 17:07 | 0.20 | 0 | 0 | 0 | 0 | 0 | 0 | 0 | 0 | 0 | 0 | 0 | 0 | 0 | 0 | 0 | 0 | 0 | 0 | 0 | 0 | 0 | 0
2020-05-01 17:08 | 0.16 | 0 | 0 | 0 | 0 | 0 | 0 | 0 | 0 | 0 | 0 | 0 | 0 | 0 | 0 | 0 | 0 | 0 | 0 | 0 | 0 | 0 | 0
2020-05-01 17:09 | 0.16 | 0 | 0 | 0 | 0 | 0 | 0 | 0 | 0 | 0 | 0 | 0 | 0 | 0 | 0 | 0 | 0 | 0 | 0 | 0 | 0 | 0 | 0
2020-05-01 17:10 | 0.17 | 0 | 0 | 0 | 0 | 0 | 0 | 0 | 0 | 0 | 0 | 0 | 0 | 0 | 0 | 0 | 0 | 0 | 0 | 0 | 0 | 0 | 0
2020-05-01 17:11 | 0.16 | 0 | 0 | 0 | 0 | 0 | 0 | 0 | 0 | 0 | 0 | 0 | 0 | 0 | 0 | 0 | 0 | 0 | 0 | 0 | 0 | 0 | 0
2020-05-01 17:12 | 0.15 | 0 | 0 | 0 | 0 | 0 | 0 | 0 | 0 | 0 | 0 | 0 | 0 | 0 | 0 | 0 | 0 | 0 | 0 | 0 | 0 | 0 | 0
2020-05-01 17:13 | 0.14 | 0 | 0 | 0 | 0 | 0 | 0 | 0 | 0 | 0 | 0 | 0 | 0 | 0 | 0 | 0 | 0 | 0 | 0 | 0 | 0 | 0 | 0
2020-05-01 17:14 | 0.13 | 0 | 0 | 0 | 0 | 0 | 0 | 0 | 0 | 0 | 0 | 0 | 0 | 0 | 0 | 0 | 0 | 0 | 0 | 0 | 0 | 0 | 0
2020-05-01 17:15 | 0.12 | 0 | 0 | 0 | 0 | 0 | 0 | 0 | 0 | 0 | 0 | 0 | 0 | 0 | 0 | 0 | 0 | 0 | 0 | 0 | 0 | 0 | 0
2020-05-01 17:16 | 0.10 | 0 | 0 | 0 | 0 | 0 | 0 | 0 | 0 | 0 | 0 | 0 | 0 | 0 | 0 | 0 | 0 | 0 | 0 | 0 | 0 | 0 | 0
2020-05-01 17:17 | 0.10 | 0 | 0 | 0 | 0 | 0 | 0 | 0 | 0 | 0 | 0 | 0 | 0 | 0 | 0 | 0 | 0 | 0 | 0 | 0 | 0 | 0 | 0
2020-05-01 17:18 | 0.09 | 8.0135 | 11.4312 | 8.7826 | 11.7518 | 8.7565 | 7.0585 | 13.9693 | 8.7269 | 11.2804 | 8.8616 | 8.4442 | 8.7443 | 8.0861 | 7.969 | 8.8506 | 9.8684 | 9.3862 | 9.4881 | 9.4881 | 7.969 | 8.9229 | 7.4501
2020-05-01 17:19 | 0.08 | 72.1326 | 101.0601 | 78.3332 | 105.0826 | 78.3025 | 62.4498 | 123.4434 | 78.2673 | 99.6424 | 78.4251 | 75.1317 | 78.288 | 67.8392 | 66.906 | 78.4124 | 79.3116 | 88.4169 | 88.5291 | 88.5291 | 66.906 | 83.4701 | 62.3582
2020-05-01 17:20 | 0.08 | 154.5848 | 186.013 | 160.3226 | 192.7986 | 160.3159 | 142.7777 | 213.9801 | 160.3074 | 184.1066 | 160.3385 | 155.8303 | 160.3125 | 139.7169 | 138.5598 | 160.3367 | 159.4775 | 175.2547 | 175.2608 | 175.2608 | 138.5598 | 169.4441 | 132.8421
2020-05-01 17:21 | 0.07 | 241.7938 | 265.5387 | 244.8326 | 273.9601 | 244.8692 | 231.145 | 291.885 | 244.909 | 263.5814 | 244.7113 | 240.1794 | 244.8859 | 216.7442 | 215.7303 | 244.7291 | 241.7526 | 260.2853 | 260.1131 | 260.1131 | 215.7303 | 255.7361 | 210.6762
2020-05-01 17:22 | 0.07 | 292.2154 | 303.0703 | 292.404 | 310.8202 | 292.4737 | 284.376 | 320.7306 | 292.5501 | 301.5675 | 292.1782 | 288.8301 | 292.5055 | 264.2629 | 263.6623 | 292.2109 | 289.6753 | 302.6264 | 302.3373 | 302.3373 | 263.6623 | 301.0635 | 260.6271
2020-05-01 17:23 | 0.06 | 320.6308 | 320.1849 | 318.916 | 326.4347 | 319.0071 | 314.9187 | 328.0919 | 319.1073 | 319.2291 | 318.6222 | 316.6116 | 319.0488 | 293.378 | 293.1755 | 318.6646 | 316.658 | 322.2052 | 321.8544 | 321.8544 | 293.1755 | 323.8387 | 292.0842
2020-05-01 17:24 | 0.06 | 337.5848 | 327.18 | 334.6762 | 331.4428 | 334.7805 | 333.2664 | 324.6963 | 334.8954 | 326.8135 | 334.3406 | 333.7023 | 334.8284 | 312.9412 | 313.1071 | 334.389 | 332.7388 | 329.7586 | 329.3844 | 329.3844 | 313.1071 | 334.8216 | 313.812
2020-05-01 17:25 | 0.05 | 320.26 | 301.9534 | 317.1439 | 303.2491 | 317.2335 | 316.9333 | 288.2587 | 317.332 | 302.2715 | 316.855 | 317.671 | 317.2745 | 302.4417 | 302.9287 | 316.8967 | 314.846 | 302.601 | 302.3109 | 302.3109 | 302.9287 | 311.0868 | 305.2231
2020-05-01 17:26 | 0.05 | 294.104 | 268.511 | 291.4341 | 266.1009 | 291.5029 | 291.0817 | 241.9292 | 291.5785 | 269.609 | 291.2106 | 293.637 | 291.5345 | 285.1849 | 285.9869 | 291.243 | 288.6913 | 265.0092 | 264.825 | 264.825 | 285.9869 | 277.5622 | 289.8379
2020-05-01 17:27 | 0.05 | 241.6095 | 210.3385 | 240.2029 | 203.4057 | 240.2369 | 238.3709 | 170.0969 | 240.2736 | 212.291 | 240.0901 | 244.2206 | 240.2523 | 244.4871 | 245.5649 | 240.1067 | 237.2006 | 200.3268 | 200.287 | 200.287 | 245.5649 | 217.1579 | 250.7931
2020-05-01 17:28 | 0.05 | 162.2509 | 131.8695 | 163.1555 | 121.0988 | 163.1503 | 158.3448 | 85.6579 | 163.1434 | 134.3805 | 163.1668 | 168.4807 | 163.1476 | 178.3779 | 179.5431 | 163.1657 | 162.1993 | 114.7003 | 114.7888 | 114.7888 | 179.5431 | 133.2243 | 185.2297
2020-05-01 17:29 | 0.05 | 76.6062 | 56.162 | 79.5323 | 46.3984 | 79.5015 | 72.5535 | 27.9649 | 79.4663 | 58.294 | 79.6245 | 84.639 | 79.487 | 100.2294 | 101.2033 | 79.6118 | 80.5183 | 39.7783 | 39.9237 | 39.9237 | 101.2033 | 52.3874 | 105.9896
2020-05-01 17:30 | 0.04 | 13.3676 | 9.0456 | 14.8399 | 7.7725 | 14.8075 | 11.9382 | 7.5446 | 14.7707 | 9.4904 | 14.9381 | 16.6391 | 14.7924 | 24.244 | 24.5855 | 14.9245 | 16.1724 | 7.2927 | 7.4213 | 7.4213 | 24.5855 | 7.8563 | 26.3076
2020-05-01 17:31 | 0.04 | 0 | 0 | 0 | 0 | 0 | 0 | 0 | 0 | 0 | 0 | 0 | 0 | 0 | 0 | 0 | 0 | 0 | 0 | 0 | 0 | 0 | 0
2020-05-01 17:32 | 0.04 | 0 | 0 | 0 | 0 | 0 | 0 | 0 | 0 | 0 | 0 | 0 | 0 | 0 | 0 | 0 | 0 | 0 | 0 | 0 | 0 | 0 | 0
2020-05-01 17:33 | 0.04 | 0 | 0 | 0 | 0 | 0 | 0 | 0 | 0 | 0 | 0 | 0 | 0 | 0 | 0 | 0 | 0 | 0 | 0 | 0 | 0 | 0 | 0
2020-05-01 17:34 | 0.04 | 0 | 0 | 0 | 0 | 0 | 0 | 0 | 0 | 0 | 0 | 0 | 0 | 0 | 0 | 0 | 0 | 0 | 0 | 0 | 0 | 0 | 0
2020-05-01 17:35 | 0.04 | 0 | 0 | 0 | 0 | 0 | 0 | 0 | 0 | 0 | 0 | 0 | 0 | 0 | 0 | 0 | 0 | 0 | 0 | 0 | 0 | 0 | 0
2020-05-01 17:36 | 0.04 | 0 | 0 | 0 | 0 | 0 | 0 | 0 | 0 | 0 | 0 | 0 | 0 | 0 | 0 | 0 | 0 | 0 | 0 | 0 | 0 | 0 | 0
2020-05-01 17:37 | 0.04 | 0 | 0 | 0 | 0 | 0 | 0 | 0 | 0 | 0 | 0 | 0 | 0 | 0 | 0 | 0 | 0 | 0 | 0 | 0 | 0 | 0 | 0
2020-05-01 17:38 | 0.03 | 0 | 0 | 0 | 0 | 0 | 0 | 0 | 0 | 0 | 0 | 0 | 0 | 0 | 0 | 0 | 0 | 0 | 0 | 0 | 0 | 0 | 0
2020-05-01 17:39 | 0.03 | 0 | 0 | 0 | 0 | 0 | 0 | 0 | 0 | 0 | 0 | 0 | 0 | 0 | 0 | 0 | 0 | 0 | 0 | 0 | 0 | 0 | 0
2020-05-01 17:40 | 0.03 | 0 | 0 | 0 | 0 | 0 | 0 | 0 | 0 | 0 | 0 | 0 | 0 | 0 | 0 | 0 | 0 | 0 | 0 | 0 | 0 | 0 | 0
2020-05-01 17:41 | 0.03 | 0 | 0 | 0 | 0 | 0 | 0 | 0 | 0 | 0 | 0 | 0 | 0 | 0 | 0 | 0 | 0 | 0 | 0 | 0 | 0 | 0 | 0
2020-05-01 17:42 | 0.02 | 7.3049 | 9.5674 | 7.8137 | 9.7933 | 7.7876 | 6.6521 | 11.2611 | 7.7578 | 9.4651 | 7.8931 | 7.566 | 7.7753 | 7.2785 | 7.191 | 7.882 | 8.9842 | 8.1333 | 8.2357 | 8.2357 | 7.191 | 7.85 | 6.8144
2020-05-01 17:43 | 0.02 | 70.3605 | 99.1944 | 76.3795 | 103.4485 | 76.3491 | 60.7802 | 121.9077 | 76.3142 | 97.7466 | 76.4706 | 73.0731 | 76.3347 | 65.1972 | 64.2482 | 76.4581 | 77.3386 | 87.2807 | 87.3902 | 87.3902 | 64.2482 | 82.1223 | 59.6193
2020-05-01 17:44 | 0.02 | 162.2412 | 196.1277 | 168.1779 | 203.7483 | 168.1746 | 149.7584 | 226.912 | 168.17 | 194.0254 | 168.1828 | 163.2047 | 168.1728 | 145.1007 | 143.8346 | 168.1826 | 167.0692 | 185.4596 | 185.4472 | 185.4472 | 143.8346 | 178.8656 | 137.5718
2020-05-01 17:45 | 0.02 | 229.209 | 250.0792 | 231.6915 | 257.8759 | 231.7213 | 219.7776 | 273.9444 | 231.7533 | 248.2967 | 231.592 | 227.4413 | 231.7347 | 205.6573 | 204.7448 | 231.6067 | 229.0486 | 245.9088 | 245.767 | 245.767 | 204.7448 | 241.8186 | 200.2054
2020-05-01 17:46 | 0.02 | 292.1777 | 302.5202 | 292.0978 | 310.3913 | 292.1673 | 284.6961 | 320.2434 | 292.2436 | 301.012 | 291.8724 | 288.502 | 292.1991 | 263.6501 | 263.0545 | 291.9051 | 289.3737 | 302.8517 | 302.5615 | 302.5615 | 263.0545 | 301.1671 | 260.0467
2020-05-01 17:47 | 0.02 | 322.0215 | 321.1868 | 320.0453 | 327.6461 | 320.1371 | 316.5787 | 329.3654 | 320.238 | 320.209 | 319.7494 | 317.6828 | 320.1791 | 293.9346 | 293.7321 | 319.7922 | 317.7845 | 323.9768 | 323.6213 | 323.6213 | 293.7321 | 325.4683 | 292.6424
2020-05-01 17:48 | 0.02 | 335.2417 | 324.564 | 332.1227 | 328.9464 | 332.2248 | 331.2663 | 322.3133 | 332.3372 | 324.1867 | 331.7942 | 331.1168 | 332.2716 | 310.2333 | 310.3984 | 331.8416 | 330.1232 | 327.8499 | 327.482 | 327.482 | 310.3984 | 332.7113 | 311.1049
2020-05-01 17:49 | 0.01 | 325.0836 | 305.8544 | 321.6103 | 307.3517 | 321.7034 | 322.0584 | 291.997 | 321.8057 | 306.1684 | 321.3104 | 322.1176 | 321.746 | 306.2243 | 306.7293 | 321.3537 | 319.3775 | 307.4211 | 307.1175 | 307.1175 | 306.7293 | 315.9326 | 309.1102
2020-05-01 17:50 | 0.01 | 298.7066 | 271.7518 | 295.6138 | 269.492 | 295.6859 | 296.0234 | 244.5301 | 295.7649 | 272.867 | 295.3805 | 297.8324 | 295.7188 | 288.6954 | 289.5271 | 295.4143 | 292.9215 | 269.2264 | 269.0312 | 269.0312 | 289.5271 | 281.9643 | 293.5227
2020-05-01 17:51 | 0.01 | 205.4818 | 184.8311 | 204.4301 | 180.7601 | 204.4475 | 202.9261 | 159.1068 | 204.4659 | 186.0426 | 204.3695 | 206.8974 | 204.4553 | 205.4492 | 206.1387 | 204.3786 | 202.7361 | 178.3806 | 178.3717 | 178.3717 | 206.1387 | 189.5467 | 209.4965
2020-05-01 17:52 | 0.01 | 88.9369 | 85.4106 | 89.3841 | 84.1863 | 89.355 | 87.3043 | 79.4758 | 89.3217 | 85.6976 | 89.471 | 89.9295 | 89.3413 | 89.9509 | 90.0564 | 89.4591 | 90.2416 | 81.5894 | 81.7109 | 81.7109 | 90.0564 | 84.5847 | 90.6189
2020-05-01 17:53 | 0.01 | 42.3683 | 37.9551 | 43.389 | 35.8886 | 43.352 | 40.8605 | 33.8374 | 43.3099 | 38.4324 | 43.5007 | 44.6298 | 43.3346 | 48.6866 | 48.9017 | 43.4852 | 44.8437 | 33.8137 | 33.9619 | 33.9619 | 48.9017 | 36.3415 | 50.0093
2020-05-01 17:54 | 0.01 | 11.1666 | 5.7575 | 13.0327 | 4.4125 | 13.0069 | 9.4904 | 4.2535 | 12.9775 | 6.2366 | 13.111 | 15.4857 | 12.9948 | 26.0325 | 26.5287 | 13.1002 | 14.2198 | 4.1061 | 4.2091 | 4.2091 | 26.5287 | 4.6457 | 28.9994
2020-05-01 17:55 | 0.01 | 0 | 0 | 0 | 0 | 0 | 0 | 0 | 0 | 0 | 0 | 0 | 0 | 0 | 0 | 0 | 0 | 0 | 0 | 0 | 0 | 0 | 0
2020-05-01 17:56 | 0.01 | 0 | 0 | 0 | 0 | 0 | 0 | 0 | 0 | 0 | 0 | 0 | 0 | 0 | 0 | 0 | 0 | 0 | 0 | 0 | 0 | 0 | 0
2020-05-01 17:57 | 0.01 | 0 | 0 | 0 | 0 | 0 | 0 | 0 | 0 | 0 | 0 | 0 | 0 | 0 | 0 | 0 | 0 | 0 | 0 | 0 | 0 | 0 | 0
2020-05-01 17:58 | 0.01 | 0 | 0 | 0 | 0 | 0 | 0 | 0 | 0 | 0 | 0 | 0 | 0 | 0 | 0 | 0 | 0 | 0 | 0 | 0 | 0 | 0 | 0
2020-05-01 17:59 | 0.01 | 0 | 0 | 0 | 0 | 0 | 0 | 0 | 0 | 0 | 0 | 0 | 0 | 0 | 0 | 0 | 0 | 0 | 0 | 0 | 0 | 0 | 0
2020-05-01 18:00 | 0.00 | 0 | 0 | 0 | 0 | 0 | 0 | 0 | 0 | 0 | 0 | 0 | 0 | 0 | 0 | 0 | 0 | 0 | 0 | 0 | 0 | 0 | 0
2020-05-01 18:01 | 0.00 | 0 | 0 | 0 | 0 | 0 | 0 | 0 | 0 | 0 | 0 | 0 | 0 | 0 | 0 | 0 | 0 | 0 | 0 | 0 | 0 | 0 | 0
2020-05-01 18:02 | 0.00 | 0 | 0 | 0 | 0 | 0 | 0 | 0 | 0 | 0 | 0 | 0 | 0 | 0 | 0 | 0 | 0 | 0 | 0 | 0 | 0 | 0 | 0
2020-05-01 18:03 | 0.00 | 0 | 0 | 0 | 0 | 0 | 0 | 0 | 0 | 0 | 0 | 0 | 0 | 0 | 0 | 0 | 0 | 0 | 0 | 0 | 0 | 0 | 0
2020-05-01 18:04 | 0.00 | 0 | 0 | 0 | 0 | 0 | 0 | 0 | 0 | 0 | 0 | 0 | 0 | 0 | 0 | 0 | 0 | 0 | 0 | 0 | 0 | 0 | 0
2020-05-01 18:05 | 0.00 | 0 | 0 | 0 | 0 | 0 | 0 | 0 | 0 | 0 | 0 | 0 | 0 | 0 | 0 | 0 | 0 | 0 | 0 | 0 | 0 | 0 | 0
2020-05-01 18:06 | 0.00 | 11.2224 | 24.5386 | 13.998 | 25.8771 | 13.9722 | 8.0928 | 35.045 | 13.9429 | 23.9343 | 14.0761 | 12.8404 | 13.9601 | 11.6705 | 11.3074 | 14.0653 | 15.1704 | 17.7615 | 17.8613 | 17.8613 | 11.3074 | 15.5125 | 9.6343
2020-05-01 18:07 | 0.00 | 76.2577 | 114.0343 | 84.0516 | 119.5076 | 84.0218 | 64.2336 | 143.8407 | 83.9878 | 112.15 | 84.1406 | 79.8034 | 84.0078 | 70.1779 | 68.9622 | 84.1284 | 84.9598 | 98.8032 | 98.9075 | 98.9075 | 68.9622 | 91.8096 | 63.0342
2020-05-01 18:08 | 0.00 | 159.6704 | 191.8336 | 165.1098 | 199.343 | 165.1056 | 147.9151 | 221.5103 | 165.0998 | 189.7958 | 165.118 | 160.2513 | 165.1033 | 142.2238 | 140.9968 | 165.1173 | 164.0782 | 182.3732 | 182.365 | 182.365 | 140.9968 | 175.905 | 134.9291
2020-05-01 18:09 | 0.00 | 233.3241 | 254.8022 | 235.6648 | 263.0408 | 235.6958 | 223.8787 | 279.8287 | 235.7292 | 252.9338 | 235.5614 | 231.182 | 235.7098 | 208.205 | 207.2446 | 235.5767 | 232.6437 | 251.3164 | 251.1667 | 251.1667 | 207.2446 | 246.8039 | 202.4665
2020-05-01 18:10 | 0.00 | 260.5451 | 269.3251 | 260.5226 | 275.8917 | 260.5721 | 254.2145 | 284.135 | 260.6262 | 268.0619 | 260.3602 | 257.4842 | 260.5947 | 236.6317 | 236.118 | 260.3839 | 258.001 | 269.4252 | 269.2163 | 269.2163 | 236.118 | 268.0317 | 233.537
2020-05-01 18:11 | 0.00 | 204.7041 | 204.5067 | 204.3147 | 207.0468 | 204.3301 | 201.3263 | 207.0404 | 204.3462 | 204.1189 | 204.2606 | 203.3187 | 204.3369 | 192.9076 | 192.8047 | 204.2688 | 202.3042 | 203.6634 | 203.61 | 203.61 | 192.8047 | 205.1279 | 192.2923
2020-05-01 18:12 | 0.00 | 183.5774 | 181.2662 | 183.3348 | 182.3817 | 183.3396 | 180.9218 | 179.9762 | 183.3438 | 181.1583 | 183.3145 | 182.9874 | 183.3415 | 176.2804 | 176.289 | 183.3179 | 181.6877 | 179.5389 | 179.5321 | 179.5321 | 176.289 | 181.8464 | 176.3351
2020-05-01 18:13 | 0.00 | 130.165 | 129.2768 | 130.5621 | 129.3469 | 130.5443 | 128.1075 | 127.446 | 130.5235 | 129.2906 | 130.6131 | 130.5086 | 130.5358 | 127.898 | 127.8957 | 130.6063 | 130.5602 | 126.4498 | 126.5271 | 126.5271 | 127.8957 | 128.2598 | 127.9141
2020-05-01 18:14 | 0.00 | 78.381 | 78.1547 | 78.7301 | 78.1403 | 78.6988 | 77.0689 | 77.1264 | 78.663 | 78.1627 | 78.8239 | 78.6587 | 78.684 | 77.3218 | 77.2921 | 78.811 | 79.7553 | 76.0805 | 76.206 | 76.206 | 77.2921 | 77.1559 | 77.1982
2020-05-01 18:15 | 0.00 | 68.6094 | 68.0101 | 68.9001 | 67.8807 | 68.867 | 67.4595 | 66.5763 | 68.8291 | 68.0463 | 68.9999 | 68.8879 | 68.8514 | 67.8423 | 67.8247 | 68.9861 | 70.066 | 66.043 | 66.1756 | 66.1756 | 67.8247 | 67.1862 | 67.7927
2020-05-01 18:16 | 0.00 | 39.2856 | 39.0936 | 39.4789 | 39.0373 | 39.4415 | 38.6053 | 38.4103 | 39.399 | 39.107 | 39.5919 | 39.4177 | 39.424 | 38.8331 | 38.7978 | 39.5762 | 40.9638 | 37.8201 | 37.9673 | 37.9673 | 38.7978 | 38.4465 | 38.6863
2020-05-01 18:17 | 0.00 | 30.5272 | 30.1616 | 30.7133 | 30.0085 | 30.6752 | 29.9629 | 29.3724 | 30.6318 | 30.1957 | 30.8287 | 30.7072 | 30.6573 | 30.4712 | 30.4452 | 30.8127 | 32.2559 | 28.9473 | 29.0973 | 29.0973 | 30.4452 | 29.5642 | 30.3804
2020-05-01 18:18 | 0.00 | 4.1711 | 4.1112 | 4.2049 | 4.0999 | 4.1786 | 4.0879 | 4.038 | 4.1487 | 4.115 | 4.2846 | 4.1682 | 4.1662 | 4.2003 | 4.1754 | 4.2735 | 5.3005 | 3.8515 | 3.9334 | 3.9334 | 4.1754 | 3.9315 | 4.0971
2020-05-01 18:19 | 0.00 | 0 | 0 | 0 | 0 | 0 | 0 | 0 | 0 | 0 | 0 | 0 | 0 | 0 | 0 | 0 | 0 | 0 | 0 | 0 | 0 | 0 | 0
2020-05-01 18:20 | 0.00 | 0 | 0 | 0 | 0 | 0 | 0 | 0 | 0 | 0 | 0 | 0 | 0 | 0 | 0 | 0 | 0 | 0 | 0 | 0 | 0 | 0 | 0
2020-05-01 18:21 | 0.00 | 0 | 0 | 0 | 0 | 0 | 0 | 0 | 0 | 0 | 0 | 0 | 0 | 0 | 0 | 0 | 0 | 0 | 0 | 0 | 0 | 0 | 0
2020-05-01 18:22 | 0.00 | 0 | 0 | 0 | 0 | 0 | 0 | 0 | 0 | 0 | 0 | 0 | 0 | 0 | 0 | 0 | 0 | 0 | 0 | 0 | 0 | 0 | 0
2020-05-01 18:23 | 0.00 | 0 | 0 | 0 | 0 | 0 | 0 | 0 | 0 | 0 | 0 | 0 | 0 | 0 | 0 | 0 | 0 | 0 | 0 | 0 | 0 | 0 | 0
2020-05-01 18:24 | 0.00 | 0 | 0 | 0 | 0 | 0 | 0 | 0 | 0 | 0 | 0 | 0 | 0 | 0 | 0 | 0 | 0 | 0 | 0 | 0 | 0 | 0 | 0
2020-05-01 18:25 | 0.00 | 0 | 0 | 0 | 0 | 0 | 0 | 0 | 0 | 0 | 0 | 0 | 0 | 0 | 0 | 0 | 0 | 0 | 0 | 0 | 0 | 0 | 0
2020-05-01 18:26 | 0.00 | 0 | 0 | 0 | 0 | 0 | 0 | 0 | 0 | 0 | 0 | 0 | 0 | 0 | 0 | 0 | 0 | 0 | 0 | 0 | 0 | 0 | 0
2020-05-01 18:27 | 0.00 | 0 | 0 | 0 | 0 | 0 | 0 | 0 | 0 | 0 | 0 | 0 | 0 | 0 | 0 | 0 | 0 | 0 | 0 | 0 | 0 | 0 | 0
2020-05-01 18:28 | 0.00 | 0 | 0 | 0 | 0 | 0 | 0 | 0 | 0 | 0 | 0 | 0 | 0 | 0 | 0 | 0 | 0 | 0 | 0 | 0 | 0 | 0 | 0
2020-05-01 18:29 | 0.00 | 0 | 0 | 0 | 0 | 0 | 0 | 0 | 0 | 0 | 0 | 0 | 0 | 0 | 0 | 0 | 0 | 0 | 0 | 0 | 0 | 0 | 0
2020-05-01 18:30 | 0.00 | 7.3895 | 8.1972 | 7.5879 | 8.2846 | 7.5617 | 7.0896 | 8.7752 | 7.5319 | 8.1588 | 7.6672 | 7.4611 | 7.5494 | 7.2798 | 7.2301 | 7.6562 | 8.6738 | 7.4617 | 7.5642 | 7.5642 | 7.2301 | 7.4345 | 7.0346
2020-05-01 18:31 | 0.00 | 44.9969 | 49.0291 | 45.9595 | 49.7034 | 45.9233 | 43.1077 | 52.0491 | 45.8821 | 48.8127 | 46.0689 | 45.3945 | 45.9063 | 43.5693 | 43.3989 | 46.0537 | 47.3571 | 46.4364 | 46.578 | 46.578 | 43.3989 | 46.1328 | 42.621
2020-05-01 18:32 | 0.00 | 107.9729 | 117.4497 | 109.8115 | 119.7689 | 109.7876 | 103.5838 | 125.9686 | 109.76 | 116.8304 | 109.8818 | 108.3085 | 109.7763 | 101.9735 | 101.5943 | 109.8723 | 110.2725 | 113.164 | 113.2556 | 113.2556 | 101.5943 | 111.9675 | 99.7618
2020-05-01 18:33 | 0.00 | 121.2591 | 124.8965 | 122.1165 | 126.1988 | 122.0962 | 118.2993 | 128.1523 | 122.0726 | 124.5944 | 122.1755 | 121.3341 | 122.0865 | 116.5027 | 116.3229 | 122.1675 | 122.3048 | 121.9768 | 122.0581 | 122.0581 | 116.3229 | 122.287 | 115.4708
2020-05-01 18:34 | 0.00 | 85.1037 | 85.2303 | 85.5009 | 85.3397 | 85.4712 | 83.6315 | 84.6015 | 85.4372 | 85.2094 | 85.5895 | 85.3657 | 85.4572 | 83.696 | 83.6537 | 85.5773 | 86.4009 | 83.0687 | 83.188 | 83.188 | 83.6537 | 84.0804 | 83.4946
2020-05-01 18:35 | 0.00 | 103.008 | 102.9269 | 103.4324 | 103.0438 | 103.4074 | 101.2946 | 102.0079 | 103.3786 | 102.9107 | 103.5064 | 103.3113 | 103.3956 | 101.2871 | 101.2548 | 103.4963 | 103.9788 | 100.4913 | 100.5939 | 100.5939 | 101.2548 | 101.7463 | 101.1371
2020-05-01 18:36 | 0.00 | 271.029 | 262.8925 | 268.8706 | 265.753 | 268.9284 | 268.1299 | 260.3349 | 268.9915 | 262.6794 | 268.6825 | 268.2496 | 268.9547 | 253.8153 | 253.9445 | 268.7099 | 266.6357 | 264.727 | 264.5243 | 264.5243 | 253.9445 | 268.5529 | 254.5257
2020-05-01 18:37 | 0.00 | 213.4556 | 206.3114 | 212.4626 | 207.0309 | 212.4826 | 210.9972 | 200.691 | 212.5038 | 206.4014 | 212.3941 | 212.5374 | 212.4915 | 204.8837 | 205.0472 | 212.4043 | 210.4244 | 205.133 | 205.0772 | 205.0772 | 205.0472 | 209.2034 | 205.8364
2020-05-01 18:38 | 0.00 | 233.4662 | 216.9154 | 231.5536 | 215.819 | 231.5844 | 231.3567 | 200.555 | 231.6177 | 217.5544 | 231.4506 | 232.7765 | 231.5983 | 225.9737 | 226.458 | 231.4658 | 229.0562 | 215.0784 | 215.0043 | 215.0043 | 226.458 | 223.0992 | 228.8059
2020-05-01 18:39 | 0.00 | 108.5839 | 106.4932 | 108.87 | 106.1362 | 108.8463 | 106.889 | 103.1417 | 108.819 | 106.6064 | 108.9396 | 109.0272 | 108.8351 | 107.3539 | 107.3932 | 108.9301 | 109.3132 | 103.6965 | 103.7966 | 103.7966 | 107.3932 | 105.8646 | 107.625
2020-05-01 18:40 | 0.00 | 99.787 | 90.6253 | 100.1607 | 87.5862 | 100.1344 | 97.966 | 76.931 | 100.1042 | 91.35 | 100.2385 | 101.6547 | 100.122 | 103.6311 | 103.9524 | 100.2279 | 100.8024 | 84.7075 | 84.8263 | 84.8263 | 103.9524 | 90.6394 | 105.5649
2020-05-01 18:41 | 0.00 | 35.7101 | 34.7627 | 35.9387 | 34.383 | 35.9013 | 35.0315 | 33.0828 | 35.8587 | 34.848 | 36.0517 | 36.0482 | 35.8837 | 36.0382 | 36.0373 | 36.0361 | 37.4252 | 33.1393 | 33.2873 | 33.2873 | 36.0373 | 34.1379 | 36.0937
2020-05-01 18:42 | 0.00 | 3.9865 | 3.9282 | 4.0184 | 3.9185 | 3.9921 | 3.9075 | 3.8589 | 3.9622 | 3.9317 | 4.0982 | 3.9813 | 3.9798 | 4.0145 | 3.9895 | 4.0871 | 5.1145 | 3.6537 | 3.7568 | 3.7568 | 3.9895 | 3.7389 | 3.9111
2020-05-01 18:43 | 0.00 | 0 | 0 | 0 | 0 | 0 | 0 | 0 | 0 | 0 | 0 | 0 | 0 | 0 | 0 | 0 | 0 | 0 | 0 | 0 | 0 | 0 | 0
2020-05-01 18:44 | 0.00 | 0 | 0 | 0 | 0 | 0 | 0 | 0 | 0 | 0 | 0 | 0 | 0 | 0 | 0 | 0 | 0 | 0 | 0 | 0 | 0 | 0 | 0
2020-05-01 18:45 | 0.00 | 0 | 0 | 0 | 0 | 0 | 0 | 0 | 0 | 0 | 0 | 0 | 0 | 0 | 0 | 0 | 0 | 0 | 0 | 0 | 0 | 0 | 0
2020-05-01 18:46 | 0.00 | 0 | 0 | 0 | 0 | 0 | 0 | 0 | 0 | 0 | 0 | 0 | 0 | 0 | 0 | 0 | 0 | 0 | 0 | 0 | 0 | 0 | 0
2020-05-01 18:47 | 0.00 | 0 | 0 | 0 | 0 | 0 | 0 | 0 | 0 | 0 | 0 | 0 | 0 | 0 | 0 | 0 | 0 | 0 | 0 | 0 | 0 | 0 | 0
2020-05-01 18:48 | 0.00 | 0 | 0 | 0 | 0 | 0 | 0 | 0 | 0 | 0 | 0 | 0 | 0 | 0 | 0 | 0 | 0 | 0 | 0 | 0 | 0 | 0 | 0
2020-05-01 18:49 | 0.00 | 0 | 0 | 0 | 0 | 0 | 0 | 0 | 0 | 0 | 0 | 0 | 0 | 0 | 0 | 0 | 0 | 0 | 0 | 0 | 0 | 0 | 0
2020-05-01 18:50 | 0.00 | 0 | 0 | 0 | 0 | 0 | 0 | 0 | 0 | 0 | 0 | 0 | 0 | 0 | 0 | 0 | 0 | 0 | 0 | 0 | 0 | 0 | 0
2020-05-01 18:51 | 0.00 | 0 | 0 | 0 | 0 | 0 | 0 | 0 | 0 | 0 | 0 | 0 | 0 | 0 | 0 | 0 | 0 | 0 | 0 | 0 | 0 | 0 | 0
2020-05-01 18:52 | 0.00 | 0 | 0 | 0 | 0 | 0 | 0 | 0 | 0 | 0 | 0 | 0 | 0 | 0 | 0 | 0 | 0 | 0 | 0 | 0 | 0 | 0 | 0
2020-05-01 18:53 | 0.00 | 0 | 0 | 0 | 0 | 0 | 0 | 0 | 0 | 0 | 0 | 0 | 0 | 0 | 0 | 0 | 0 | 0 | 0 | 0 | 0 | 0 | 0
2020-05-01 18:54 | 0.00 | 1.6185 | 1.6719 | 1.6357 | 1.6812 | 1.616 | 1.5804 | 1.7145 | 1.5935 | 1.6677 | 1.7019 | 1.5881 | 1.6067 | 1.5652 | 1.5418 | 1.6908 | 2.7223 | 1.4714 | 1.5489 | 1.5489 | 1.5418 | 1.5056 | 1.46
2020-05-01 18:55 | 0.00 | 15.9635 | 16.0908 | 16.0693 | 16.1148 | 16.0302 | 15.6467 | 16.0215 | 15.9858 | 16.0829 | 16.1879 | 15.9638 | 16.0119 | 15.6719 | 15.6235 | 16.1714 | 17.6863 | 15.3961 | 15.5494 | 15.5494 | 15.6235 | 15.6127 | 15.4509
2020-05-01 18:56 | 0.00 | 33.1705 | 33.2818 | 33.3525 | 33.3159 | 33.3146 | 32.563 | 33.0378 | 33.2714 | 33.2728 | 33.4674 | 33.2417 | 33.2968 | 32.6269 | 32.5794 | 33.4515 | 34.8819 | 32.1989 | 32.3481 | 32.3481 | 32.5794 | 32.626 | 32.4092
2020-05-01 18:57 | 0.00 | 50.4463 | 50.5237 | 50.6998 | 50.5654 | 50.6637 | 49.5578 | 50.0943 | 50.6226 | 50.5145 | 50.8088 | 50.5877 | 50.6467 | 49.6584 | 49.6135 | 50.7937 | 52.0885 | 49.0653 | 49.2079 | 49.2079 | 49.6135 | 49.7041 | 49.4524
2020-05-01 18:58 | 0.00 | 63.6247 | 63.6505 | 63.9282 | 63.6926 | 63.894 | 62.5307 | 63.0558 | 63.855 | 63.6427 | 64.0311 | 63.8197 | 63.8779 | 62.6625 | 62.6209 | 64.0169 | 65.1711 | 61.9171 | 62.0528 | 62.0528 | 62.6209 | 62.7222 | 62.4733
2020-05-01 18:59 | 0.00 | 39.8018 | 39.778 | 39.9927 | 39.7899 | 39.9553 | 39.1171 | 39.3453 | 39.9129 | 39.7763 | 40.1056 | 39.8976 | 39.9378 | 39.2054 | 39.163 | 40.0899 | 41.4749 | 38.5745 | 38.7215 | 38.7215 | 39.163 | 39.1152 | 39.0171
2020-05-01 19:00 | 0.00 | 56.5302 | 56.4698 | 56.7931 | 56.4841 | 56.758 | 55.5702 | 55.8421 | 56.718 | 56.4687 | 56.8989 | 56.6997 | 56.7416 | 55.7116 | 55.6725 | 56.8843 | 58.1051 | 54.8945 | 55.0334 | 55.0334 | 55.6725 | 55.6455 | 55.5387
2020-05-01 19:01 | 0.00 | 53.799 | 53.7209 | 54.0495 | 53.7268 | 54.0138 | 52.8852 | 53.0927 | 53.9732 | 53.7216 | 54.1571 | 53.9597 | 53.9971 | 53.0322 | 52.9933 | 54.1422 | 55.4046 | 52.1986 | 52.3396 | 52.3396 | 52.9933 | 52.9263 | 52.8615
2020-05-01 19:02 | 0.00 | 50.0789 | 49.9761 | 50.3119 | 49.9714 | 50.2757 | 49.2283 | 49.3482 | 50.2346 | 49.9792 | 50.4211 | 50.2271 | 50.2588 | 49.3793 | 49.3409 | 50.4059 | 51.7044 | 48.5294 | 48.6722 | 48.6722 | 49.3409 | 49.225 | 49.2125
2020-05-01 19:03 | 0.00 | 28.5871 | 28.5165 | 28.7232 | 28.5081 | 28.6849 | 28.0963 | 28.1306 | 28.6413 | 28.5192 | 28.8392 | 28.6387 | 28.6669 | 28.1714 | 28.13 | 28.8231 | 30.2799 | 27.5621 | 27.7126 | 27.7126 | 28.13 | 27.9881 | 27.9906
2020-05-01 19:04 | 0.00 | 22.0904 | 22.0077 | 22.1979 | 21.989 | 22.1591 | 21.7078 | 21.6629 | 22.115 | 22.0123 | 22.3155 | 22.1185 | 22.1409 | 21.7796 | 21.7384 | 22.2991 | 23.7919 | 21.1921 | 21.3443 | 21.3443 | 21.7384 | 21.5483 | 21.6007
2020-05-01 19:05 | 0.00 | 10.3107 | 10.2426 | 10.3643 | 10.2238 | 10.325 | 10.1283 | 10.0557 | 10.2802 | 10.2469 | 10.4836 | 10.2877 | 10.3065 | 10.164 | 10.1222 | 10.4671 | 12.0004 | 9.7106 | 9.8649 | 9.8649 | 10.1222 | 9.912 | 9.9824
2020-05-01 19:06 | 0.00 | 2.2061 | 2.1718 | 2.2237 | 2.1692 | 2.1973 | 2.1631 | 2.1292 | 2.1674 | 2.1728 | 2.3036 | 2.1793 | 2.185 | 2.2158 | 2.1894 | 2.2925 | 3.3441 | 1.9483 | 2.0515 | 2.0515 | 2.1894 | 2.0087 | 2.104
2020-05-01 19:07 | 0.00 | 0 | 0 | 0 | 0 | 0 | 0 | 0 | 0 | 0 | 0 | 0 | 0 | 0 | 0 | 0 | 0 | 0 | 0 | 0 | 0 | 0 | 0
2020-05-01 19:08 | 0.00 | 0 | 0 | 0 | 0 | 0 | 0 | 0 | 0 | 0 | 0 | 0 | 0 | 0 | 0 | 0 | 0 | 0 | 0 | 0 | 0 | 0 | 0
2020-05-01 19:09 | 0.00 | 0 | 0 | 0 | 0 | 0 | 0 | 0 | 0 | 0 | 0 | 0 | 0 | 0 | 0 | 0 | 0 | 0 | 0 | 0 | 0 | 0 | 0
2020-05-01 19:10 | 0.00 | 0 | 0 | 0 | 0 | 0 | 0 | 0 | 0 | 0 | 0 | 0 | 0 | 0 | 0 | 0 | 0 | 0 | 0 | 0 | 0 | 0 | 0
2020-05-01 19:11 | 0.00 | 0 | 0 | 0 | 0 | 0 | 0 | 0 | 0 | 0 | 0 | 0 | 0 | 0 | 0 | 0 | 0 | 0 | 0 | 0 | 0 | 0 | 0
2020-05-01 19:12 | 0.00 | 0 | 0 | 0 | 0 | 0 | 0 | 0 | 0 | 0 | 0 | 0 | 0 | 0 | 0 | 0 | 0 | 0 | 0 | 0 | 0 | 0 | 0
2020-05-01 19:13 | 0.00 | 0 | 0 | 0 | 0 | 0 | 0 | 0 | 0 | 0 | 0 | 0 | 0 | 0 | 0 | 0 | 0 | 0 | 0 | 0 | 0 | 0 | 0
2020-05-01 19:14 | 0.00 | 0 | 0 | 0 | 0 | 0 | 0 | 0 | 0 | 0 | 0 | 0 | 0 | 0 | 0 | 0 | 0 | 0 | 0 | 0 | 0 | 0 | 0
2020-05-01 19:15 | 0.00 | 0 | 0 | 0 | 0 | 0 | 0 | 0 | 0 | 0 | 0 | 0 | 0 | 0 | 0 | 0 | 0 | 0 | 0 | 0 | 0 | 0 | 0
2020-05-01 19:16 | 0.00 | 0 | 0 | 0 | 0 | 0 | 0 | 0 | 0 | 0 | 0 | 0 | 0 | 0 | 0 | 0 | 0 | 0 | 0 | 0 | 0 | 0 | 0
2020-05-01 19:17 | 0.00 | 0 | 0 | 0 | 0 | 0 | 0 | 0 | 0 | 0 | 0 | 0 | 0 | 0 | 0 | 0 | 0 | 0 | 0 | 0 | 0 | 0 | 0
2020-05-01 19:18 | 0.00 | 9.7821 | 16.6282 | 11.1577 | 17.4347 | 11.1317 | 8.1363 | 22.2478 | 11.1022 | 16.2989 | 11.2364 | 10.4985 | 11.1195 | 9.6498 | 9.4483 | 11.2254 | 12.2279 | 13.2384 | 13.3395 | 13.3395 | 9.4483 | 12.041 | 8.541
2020-05-01 19:19 | 0.00 | 71.9925 | 102.4738 | 77.8823 | 107.5021 | 77.8512 | 62.5367 | 127.9543 | 77.8157 | 100.8549 | 77.9754 | 74.2207 | 77.8366 | 65.1149 | 64.1063 | 77.9626 | 78.8889 | 91.336 | 91.4472 | 91.4472 | 64.1063 | 85.2973 | 59.2099
2020-05-01 19:20 | 0.00 | 151.9157 | 180.7335 | 156.2716 | 188.2199 | 156.2633 | 141.7834 | 209.0211 | 156.2532 | 178.7872 | 156.2923 | 151.622 | 156.2592 | 133.7514 | 132.6149 | 156.2898 | 155.5419 | 173.8169 | 173.825 | 173.825 | 132.6149 | 167.4891 | 127.0128
2020-05-01 19:21 | 0.00 | 224.1322 | 243.1828 | 225.5774 | 251.5254 | 225.6025 | 216.0327 | 267.4924 | 225.6295 | 241.3628 | 225.4923 | 221.1914 | 225.6139 | 198.1498 | 197.245 | 225.505 | 222.7337 | 241.9681 | 241.8402 | 241.8402 | 197.245 | 237.384 | 192.7609
2020-05-01 19:22 | 0.00 | 276.0318 | 284.0093 | 274.9943 | 291.9289 | 275.0511 | 270.2062 | 301.08 | 275.1132 | 282.5565 | 274.8091 | 271.4843 | 275.077 | 246.9019 | 246.3482 | 274.8361 | 272.067 | 287.029 | 286.7853 | 286.7853 | 246.3482 | 285.0145 | 243.5746
2020-05-01 19:23 | 0.00 | 311.4486 | 309.093 | 308.61 | 315.8583 | 308.6923 | 307.4388 | 317.6005 | 308.7828 | 308.108 | 308.344 | 306.1986 | 308.73 | 282.1667 | 281.9759 | 308.3825 | 306.1293 | 314.5739 | 314.2483 | 314.2483 | 281.9759 | 315.4578 | 280.9676
2020-05-01 19:24 | 0.00 | 296.6176 | 287.383 | 293.5516 | 291.4808 | 293.6237 | 293.9008 | 286.4848 | 293.7029 | 287.0081 | 293.3178 | 292.538 | 293.6567 | 274.3141 | 274.4258 | 293.3517 | 290.9845 | 291.6367 | 291.3727 | 291.3727 | 274.4258 | 295.1917 | 274.9125
2020-05-01 19:25 | 0.00 | 297.9521 | 280.5707 | 294.4995 | 282.1156 | 294.5744 | 296.0177 | 268.8345 | 294.6566 | 280.8274 | 294.257 | 294.8786 | 294.6087 | 280.8312 | 281.2712 | 294.2922 | 292.2153 | 283.4173 | 283.172 | 283.172 | 281.2712 | 290.4357 | 283.3576
2020-05-01 19:26 | 0.00 | 252.1491 | 232.4666 | 249.3974 | 231.6269 | 249.4419 | 250.509 | 214.423 | 249.4905 | 233.1569 | 249.2509 | 250.711 | 249.4622 | 242.2714 | 242.8373 | 249.2723 | 247.1373 | 232.3187 | 232.1966 | 232.1966 | 242.8373 | 241.0031 | 245.5722
2020-05-01 19:27 | 0.00 | 271.1562 | 236.1263 | 268.1487 | 230.1346 | 268.2059 | 269.4388 | 194.9906 | 268.2686 | 238.0538 | 267.9619 | 272.0095 | 268.2321 | 269.5273 | 270.6718 | 267.9891 | 265.9294 | 230.6885 | 230.5721 | 230.5721 | 270.6718 | 247.3794 | 276.1932
2020-05-01 19:28 | 0.00 | 101.2006 | 89.7685 | 101.1055 | 86.557 | 101.0824 | 99.7506 | 73.7855 | 101.0557 | 90.585 | 101.1734 | 102.7399 | 101.0715 | 104.3058 | 104.6839 | 101.1642 | 101.5079 | 84.5185 | 84.6325 | 84.6325 | 104.6839 | 91.1495 | 106.5689
2020-05-01 19:29 | 0.00 | 63.9577 | 46.7906 | 65.8041 | 39.6534 | 65.7704 | 61.3576 | 28.2728 | 65.732 | 48.4275 | 65.9056 | 69.8852 | 65.7546 | 82.1229 | 82.9219 | 65.8915 | 67.0108 | 35.6207 | 35.7676 | 35.7676 | 82.9219 | 44.9239 | 86.8699
2020-05-01 19:30 | 0.00 | 8.8939 | 8.1098 | 9.1093 | 7.8895 | 9.0832 | 8.5998 | 7.781 | 9.0535 | 8.1791 | 9.1884 | 9.3456 | 9.0709 | 10.3815 | 10.415 | 9.1774 | 10.1895 | 7.527 | 7.6296 | 7.6296 | 10.415 | 7.7651 | 10.6227
2020-05-01 19:31 | 0.00 | 0 | 0 | 0 | 0 | 0 | 0 | 0 | 0 | 0 | 0 | 0 | 0 | 0 | 0 | 0 | 0 | 0 | 0 | 0 | 0 | 0 | 0
2020-05-01 19:32 | 0.00 | 0 | 0 | 0 | 0 | 0 | 0 | 0 | 0 | 0 | 0 | 0 | 0 | 0 | 0 | 0 | 0 | 0 | 0 | 0 | 0 | 0 | 0
2020-05-01 19:33 | 0.00 | 0 | 0 | 0 | 0 | 0 | 0 | 0 | 0 | 0 | 0 | 0 | 0 | 0 | 0 | 0 | 0 | 0 | 0 | 0 | 0 | 0 | 0
2020-05-01 19:34 | 0.00 | 0 | 0 | 0 | 0 | 0 | 0 | 0 | 0 | 0 | 0 | 0 | 0 | 0 | 0 | 0 | 0 | 0 | 0 | 0 | 0 | 0 | 0
2020-05-01 19:35 | 0.00 | 0 | 0 | 0 | 0 | 0 | 0 | 0 | 0 | 0 | 0 | 0 | 0 | 0 | 0 | 0 | 0 | 0 | 0 | 0 | 0 | 0 | 0
2020-05-01 19:36 | 0.00 | 0 | 0 | 0 | 0 | 0 | 0 | 0 | 0 | 0 | 0 | 0 | 0 | 0 | 0 | 0 | 0 | 0 | 0 | 0 | 0 | 0 | 0
2020-05-01 19:37 | 0.00 | 0 | 0 | 0 | 0 | 0 | 0 | 0 | 0 | 0 | 0 | 0 | 0 | 0 | 0 | 0 | 0 | 0 | 0 | 0 | 0 | 0 | 0
2020-05-01 19:38 | 0.00 | 0 | 0 | 0 | 0 | 0 | 0 | 0 | 0 | 0 | 0 | 0 | 0 | 0 | 0 | 0 | 0 | 0 | 0 | 0 | 0 | 0 | 0
2020-05-01 19:39 | 0.00 | 0 | 0 | 0 | 0 | 0 | 0 | 0 | 0 | 0 | 0 | 0 | 0 | 0 | 0 | 0 | 0 | 0 | 0 | 0 | 0 | 0 | 0
2020-05-01 19:40 | 0.00 | 0 | 0 | 0 | 0 | 0 | 0 | 0 | 0 | 0 | 0 | 0 | 0 | 0 | 0 | 0 | 0 | 0 | 0 | 0 | 0 | 0 | 0
2020-05-01 19:41 | 0.00 | 0 | 0 | 0 | 0 | 0 | 0 | 0 | 0 | 0 | 0 | 0 | 0 | 0 | 0 | 0 | 0 | 0 | 0 | 0 | 0 | 0 | 0
2020-05-01 19:42 | 0.00 | 5.5475 | 5.9232 | 5.646 | 5.9711 | 5.6197 | 5.3763 | 6.1861 | 5.5899 | 5.9038 | 5.7255 | 5.5541 | 5.6074 | 5.4318 | 5.393 | 5.7145 | 6.7375 | 5.4487 | 5.5516 | 5.5516 | 5.393 | 5.4726 | 5.2492
2020-05-01 19:43 | 0.00 | 56.1109 | 68.9809 | 58.5201 | 71.4557 | 58.4865 | 51.6972 | 80.0975 | 58.4482 | 68.2452 | 58.6211 | 56.7609 | 58.4708 | 51.5281 | 51.0506 | 58.6071 | 59.7163 | 64.3082 | 64.4344 | 64.4344 | 51.0506 | 61.8615 | 48.7539
2020-05-01 19:44 | 0.00 | 160.2903 | 192.126 | 164.8489 | 200.6645 | 164.8443 | 149.397 | 223.9121 | 164.8381 | 189.9347 | 164.8584 | 159.5873 | 164.8418 | 139.1944 | 137.9188 | 164.8575 | 163.8479 | 185.4684 | 185.4561 | 185.4561 | 137.9188 | 178.1234 | 131.6236
2020-05-01 19:45 | 0.00 | 219.8568 | 238.3524 | 221.114 | 246.6431 | 221.1371 | 212.1202 | 262.347 | 221.1617 | 236.5554 | 221.0356 | 216.769 | 221.1474 | 193.9171 | 193.0242 | 221.0473 | 218.4348 | 237.6518 | 237.5313 | 237.5313 | 193.0242 | 233.0352 | 188.6026
2020-05-01 19:46 | 0.00 | 278.443 | 286.0827 | 277.1369 | 294.2618 | 277.1954 | 272.8487 | 303.5307 | 277.2593 | 284.5986 | 276.9467 | 273.5474 | 277.222 | 248.291 | 247.7343 | 276.9743 | 274.238 | 289.8793 | 289.6271 | 289.6271 | 247.7343 | 287.7177 | 244.9467
2020-05-01 19:47 | 0.00 | 231.1314 | 229.7099 | 229.8019 | 233.4663 | 229.8321 | 227.9946 | 233.7752 | 229.8646 | 229.1672 | 229.7009 | 228.4257 | 229.8457 | 214.2767 | 214.1602 | 229.7158 | 227.2537 | 231.3552 | 231.2402 | 231.2402 | 214.1602 | 232.5697 | 213.5708
2020-05-01 19:48 | 0.00 | 114.3518 | 113.6031 | 114.4663 | 114.0806 | 114.4465 | 112.6245 | 112.8581 | 114.4236 | 113.5498 | 114.5235 | 114.2495 | 114.4372 | 110.9215 | 110.8945 | 114.5158 | 114.6113 | 111.8369 | 111.9192 | 111.9192 | 110.8945 | 113.1889 | 110.7992
2020-05-01 19:49 | 0.00 | 25.6609 | 25.6162 | 25.7812 | 25.6184 | 25.743 | 25.222 | 25.3032 | 25.6995 | 25.6165 | 25.897 | 25.6924 | 25.725 | 25.26 | 25.2177 | 25.8809 | 27.3324 | 24.7485 | 24.8987 | 24.8987 | 25.2177 | 25.1229 | 25.0732
2020-05-01 19:50 | 0.00 | 24.4113 | 24.3535 | 24.5227 | 24.3536 | 24.4848 | 23.9981 | 24.0426 | 24.4416 | 24.3545 | 24.6376 | 24.4364 | 24.467 | 24.0286 | 23.9869 | 24.6216 | 26.0519 | 23.5234 | 23.6726 | 23.6726 | 23.9869 | 23.8845 | 23.8456
2020-05-01 19:51 | 0.00 | 3.6163 | 3.5912 | 3.6314 | 3.5908 | 3.5918 | 3.5555 | 3.5246 | 3.5469 | 3.5914 | 3.7512 | 3.5453 | 3.5733 | 3.5025 | 3.4583 | 3.7346 | 5.2808 | 3.251 | 3.4058 | 3.4058 | 3.4583 | 3.3459 | 3.3074
2020-05-01 19:52 | 0.00 | 9.8694 | 9.8288 | 9.9159 | 9.8236 | 9.8765 | 9.6993 | 9.6733 | 9.8318 | 9.8301 | 10.0352 | 9.8312 | 9.858 | 9.6858 | 9.6424 | 10.0186 | 11.5523 | 9.3281 | 9.4824 | 9.4824 | 9.6424 | 9.5098 | 9.4949
2020-05-01 19:53 | 0.00 | 10.7743 | 10.6774 | 10.8332 | 10.648 | 10.7938 | 10.5815 | 10.4719 | 10.7491 | 10.6843 | 10.9524 | 10.7643 | 10.7754 | 10.6594 | 10.6193 | 10.9358 | 12.4665 | 10.1217 | 10.2758 | 10.2758 | 10.6193 | 10.3395 | 10.4875
2020-05-01 19:54 | 0.00 | 3.4557 | 3.4007 | 3.49 | 3.3952 | 3.4637 | 3.3842 | 3.342 | 3.4338 | 3.4029 | 3.5698 | 3.4641 | 3.4513 | 3.5706 | 3.5492 | 3.5588 | 4.6318 | 3.1442 | 3.2474 | 3.2474 | 3.5492 | 3.2214 | 3.4883
2020-05-01 19:55 | 0.00 | 0 | 0 | 0 | 0 | 0 | 0 | 0 | 0 | 0 | 0 | 0 | 0 | 0 | 0 | 0 | 0 | 0 | 0 | 0 | 0 | 0 | 0
2020-05-01 19:56 | 0.00 | 0 | 0 | 0 | 0 | 0 | 0 | 0 | 0 | 0 | 0 | 0 | 0 | 0 | 0 | 0 | 0 | 0 | 0 | 0 | 0 | 0 | 0
2020-05-01 19:57 | 0.00 | 0 | 0 | 0 | 0 | 0 | 0 | 0 | 0 | 0 | 0 | 0 | 0 | 0 | 0 | 0 | 0 | 0 | 0 | 0 | 0 | 0 | 0
2020-05-01 19:58 | 0.00 | 0 | 0 | 0 | 0 | 0 | 0 | 0 | 0 | 0 | 0 | 0 | 0 | 0 | 0 | 0 | 0 | 0 | 0 | 0 | 0 | 0 | 0
2020-05-01 19:59 | 0.00 | 0 | 0 | 0 | 0 | 0 | 0 | 0 | 0 | 0 | 0 | 0 | 0 | 0 | 0 | 0 | 0 | 0 | 0 | 0 | 0 | 0 | 0
2020-05-01 20:00 | 0.00 | 0 | 0 | 0 | 0 | 0 | 0 | 0 | 0 | 0 | 0 | 0 | 0 | 0 | 0 | 0 | 0 | 0 | 0 | 0 | 0 | 0 | 0
2020-05-01 20:01 | 0.00 | 0 | 0 | 0 | 0 | 0 | 0 | 0 | 0 | 0 | 0 | 0 | 0 | 0 | 0 | 0 | 0 | 0 | 0 | 0 | 0 | 0 | 0
2020-05-01 20:02 | 0.00 | 0 | 0 | 0 | 0 | 0 | 0 | 0 | 0 | 0 | 0 | 0 | 0 | 0 | 0 | 0 | 0 | 0 | 0 | 0 | 0 | 0 | 0
2020-05-01 20:03 | 0.00 | 0 | 0 | 0 | 0 | 0 | 0 | 0 | 0 | 0 | 0 | 0 | 0 | 0 | 0 | 0 | 0 | 0 | 0 | 0 | 0 | 0 | 0
2020-05-01 20:04 | 0.00 | 0 | 0 | 0 | 0 | 0 | 0 | 0 | 0 | 0 | 0 | 0 | 0 | 0 | 0 | 0 | 0 | 0 | 0 | 0 | 0 | 0 | 0
2020-05-01 20:05 | 0.00 | 0 | 0 | 0 | 0 | 0 | 0 | 0 | 0 | 0 | 0 | 0 | 0 | 0 | 0 | 0 | 0 | 0 | 0 | 0 | 0 | 0 | 0
2020-05-01 20:06 | 0.00 | 10.2038 | 17.3011 | 11.5815 | 18.2179 | 11.5556 | 8.5209 | 23.3193 | 11.5261 | 16.9476 | 11.6602 | 10.8765 | 11.5434 | 9.8792 | 9.6716 | 11.6493 | 12.6507 | 13.9935 | 14.0944 | 14.0944 | 9.6716 | 12.6744 | 8.7393
2020-05-01 20:07 | 0.00 | 70.5438 | 100.5579 | 76.0801 | 105.8484 | 76.0485 | 61.5215 | 126.4744 | 76.0124 | 98.9099 | 76.1747 | 72.3533 | 76.0336 | 62.7951 | 61.7923 | 76.1617 | 77.1243 | 90.4634 | 90.5763 | 90.5763 | 61.7923 | 84.1871 | 56.9354
2020-05-01 20:08 | 0.00 | 129.2108 | 151.3379 | 132.5018 | 157.1906 | 132.4851 | 121.4311 | 173.2036 | 132.4656 | 149.8272 | 132.5492 | 128.866 | 132.4771 | 114.8712 | 113.9841 | 132.5429 | 132.4132 | 146.0953 | 146.1431 | 146.1431 | 113.9841 | 141.2222 | 109.6321
2020-05-01 20:09 | 0.00 | 142.7701 | 148.5642 | 143.2858 | 151.5836 | 143.2742 | 139.2265 | 156.2527 | 143.2604 | 147.9356 | 143.3172 | 141.7242 | 143.2686 | 132.4691 | 132.1568 | 143.3132 | 142.8113 | 147.1726 | 147.2138 | 147.2138 | 132.1568 | 146.4092 | 130.6468
2020-05-01 20:10 | 0.00 | 178.6122 | 181.791 | 178.2222 | 185.4634 | 178.2273 | 175.3076 | 188.9598 | 178.2319 | 181.1325 | 178.2009 | 176.5774 | 178.2293 | 164.5024 | 164.2417 | 178.2044 | 177.0443 | 182.2265 | 182.2019 | 182.2019 | 164.2417 | 181.9543 | 162.9714
2020-05-01 20:11 | 0.00 | 223.7644 | 221.6752 | 222.0548 | 225.7122 | 222.0813 | 221.0127 | 226.0165 | 222.1098 | 221.1077 | 221.9654 | 220.6032 | 222.0933 | 205.7778 | 205.6622 | 221.9787 | 220.0063 | 224.3745 | 224.2727 | 224.2727 | 205.6622 | 225.4395 | 205.0886
2020-05-01 20:12 | 0.00 | 169.5034 | 166.5126 | 168.8858 | 167.7873 | 168.8837 | 167.4164 | 165.3667 | 168.8805 | 166.3991 | 168.8869 | 168.5037 | 168.8825 | 161.6249 | 161.6361 | 168.8873 | 167.6861 | 165.9135 | 165.9306 | 165.9306 | 161.6361 | 167.9912 | 161.7096
2020-05-01 20:13 | 0.00 | 180.5597 | 174.2643 | 179.3654 | 175.2815 | 179.3721 | 178.8187 | 170.3157 | 179.3784 | 174.2844 | 179.3391 | 179.2685 | 179.3748 | 171.9253 | 172.0403 | 179.3433 | 178.0803 | 174.3616 | 174.3505 | 174.3505 | 172.0403 | 177.4805 | 172.6155
2020-05-01 20:14 | 0.00 | 149.6492 | 143.3939 | 148.8916 | 143.458 | 148.8868 | 148.1457 | 137.7292 | 148.8804 | 143.5614 | 148.9016 | 149.1319 | 148.8842 | 144.6249 | 144.7692 | 148.9007 | 148.5253 | 142.3179 | 142.3534 | 142.3534 | 144.7692 | 145.6621 | 145.498
2020-05-01 20:15 | 0.00 | 143.6977 | 130.1599 | 142.8311 | 127.6558 | 142.8198 | 142.3375 | 113.8416 | 142.8063 | 130.9287 | 142.8615 | 144.3376 | 142.8143 | 143.2642 | 143.6817 | 142.8576 | 142.3329 | 126.5574 | 126.63 | 126.63 | 143.6817 | 133.5633 | 145.7514
2020-05-01 20:16 | 0.00 | 116.7275 | 103.8307 | 116.3415 | 100.6103 | 116.3229 | 115.3662 | 86.6906 | 116.3012 | 104.6913 | 116.3952 | 118.0579 | 116.314 | 119.0842 | 119.5036 | 116.388 | 116.4416 | 98.9906 | 99.0908 | 99.0908 | 119.5036 | 106.0819 | 121.586
2020-05-01 20:17 | 0.00 | 38.3286 | 37.1811 | 38.5511 | 36.7631 | 38.5139 | 37.6313 | 35.3803 | 38.4715 | 37.2782 | 38.6636 | 38.6926 | 38.4964 | 38.7164 | 38.7236 | 38.648 | 40.0243 | 35.5051 | 35.6524 | 35.6524 | 38.7236 | 36.5922 | 38.8202
2020-05-01 20:18 | 0.00 | 3.2623 | 3.2106 | 3.2894 | 3.2068 | 3.2631 | 3.1978 | 3.1556 | 3.2332 | 3.2123 | 3.3693 | 3.2543 | 3.2508 | 3.3129 | 3.289 | 3.3582 | 4.4515 | 2.9602 | 3.0633 | 3.0633 | 3.289 | 3.0346 | 3.2154
2020-05-01 20:19 | 0.00 | 0 | 0 | 0 | 0 | 0 | 0 | 0 | 0 | 0 | 0 | 0 | 0 | 0 | 0 | 0 | 0 | 0 | 0 | 0 | 0 | 0 | 0
2020-05-01 20:20 | 0.00 | 0 | 0 | 0 | 0 | 0 | 0 | 0 | 0 | 0 | 0 | 0 | 0 | 0 | 0 | 0 | 0 | 0 | 0 | 0 | 0 | 0 | 0
2020-05-01 20:21 | 0.00 | 0 | 0 | 0 | 0 | 0 | 0 | 0 | 0 | 0 | 0 | 0 | 0 | 0 | 0 | 0 | 0 | 0 | 0 | 0 | 0 | 0 | 0
2020-05-01 20:22 | 0.00 | 0 | 0 | 0 | 0 | 0 | 0 | 0 | 0 | 0 | 0 | 0 | 0 | 0 | 0 | 0 | 0 | 0 | 0 | 0 | 0 | 0 | 0
2020-05-01 20:23 | 0.00 | 0 | 0 | 0 | 0 | 0 | 0 | 0 | 0 | 0 | 0 | 0 | 0 | 0 | 0 | 0 | 0 | 0 | 0 | 0 | 0 | 0 | 0
2020-05-01 20:24 | 0.00 | 0 | 0 | 0 | 0 | 0 | 0 | 0 | 0 | 0 | 0 | 0 | 0 | 0 | 0 | 0 | 0 | 0 | 0 | 0 | 0 | 0 | 0
2020-05-01 20:25 | 0.00 | 0 | 0 | 0 | 0 | 0 | 0 | 0 | 0 | 0 | 0 | 0 | 0 | 0 | 0 | 0 | 0 | 0 | 0 | 0 | 0 | 0 | 0
2020-05-01 20:26 | 0.00 | 0 | 0 | 0 | 0 | 0 | 0 | 0 | 0 | 0 | 0 | 0 | 0 | 0 | 0 | 0 | 0 | 0 | 0 | 0 | 0 | 0 | 0
2020-05-01 20:27 | 0.00 | 0 | 0 | 0 | 0 | 0 | 0 | 0 | 0 | 0 | 0 | 0 | 0 | 0 | 0 | 0 | 0 | 0 | 0 | 0 | 0 | 0 | 0
2020-05-01 20:28 | 0.00 | 0 | 0 | 0 | 0 | 0 | 0 | 0 | 0 | 0 | 0 | 0 | 0 | 0 | 0 | 0 | 0 | 0 | 0 | 0 | 0 | 0 | 0
2020-05-01 20:29 | 0.00 | 0 | 0 | 0 | 0 | 0 | 0 | 0 | 0 | 0 | 0 | 0 | 0 | 0 | 0 | 0 | 0 | 0 | 0 | 0 | 0 | 0 | 0
2020-05-01 20:30 | 0.00 | 8.9933 | 21.1886 | 11.2599 | 22.8258 | 11.2406 | 6.3319 | 31.7404 | 11.2186 | 20.5709 | 11.3379 | 10.0974 | 11.2315 | 8.4562 | 8.1343 | 11.327 | 12.3263 | 16.0056 | 16.0797 | 16.0797 | 8.1343 | 13.545 | 6.6728
2020-05-01 20:31 | 0.00 | 71.7677 | 102.3903 | 77.2391 | 108.0347 | 77.2079 | 62.699 | 129.3425 | 77.1722 | 100.6712 | 77.3327 | 73.3368 | 77.1932 | 63.0363 | 62.0012 | 77.3198 | 78.2567 | 92.7314 | 92.8415 | 92.8415 | 62.0012 | 86.1071 | 56.9873
2020-05-01 20:32 | 0.00 | 134.4431 | 156.8185 | 137.4779 | 163.1755 | 137.4648 | 126.7264 | 179.8092 | 137.4491 | 155.2213 | 137.5144 | 133.6225 | 137.4584 | 118.2481 | 117.3265 | 137.5097 | 137.1506 | 152.4417 | 152.4721 | 152.4721 | 117.3265 | 147.226 | 112.8014
2020-05-01 20:33 | 0.00 | 188.7839 | 201.618 | 189.2434 | 208.2465 | 189.2582 | 183.1808 | 219.7075 | 189.2735 | 200.2331 | 189.1915 | 185.8578 | 189.2647 | 167.1345 | 166.4612 | 189.1994 | 187.5662 | 202.134 | 202.0492 | 202.0492 | 166.4612 | 198.7522 | 163.1378
2020-05-01 20:34 | 0.00 | 233.827 | 239.7961 | 232.8867 | 246.1102 | 232.9182 | 229.3451 | 253.2068 | 232.9523 | 238.6491 | 232.7813 | 230.0857 | 232.9325 | 210.5784 | 210.1362 | 232.7968 | 230.4151 | 242.3626 | 242.2222 | 242.2222 | 210.1362 | 240.8156 | 207.9438
2020-05-01 20:35 | 0.00 | 257.8997 | 255.6472 | 255.7467 | 260.6419 | 255.7923 | 254.8226 | 261.4698 | 255.8421 | 254.9356 | 255.5968 | 253.9633 | 255.8131 | 236.0601 | 235.9207 | 255.6187 | 252.9597 | 259.4913 | 259.312 | 259.312 | 235.9207 | 260.4377 | 235.2071
2020-05-01 20:36 | 0.00 | 248.0989 | 240.9016 | 245.7469 | 244.0534 | 245.7891 | 245.9215 | 240.09 | 245.8351 | 240.6158 | 245.6078 | 244.9416 | 245.8084 | 230.853 | 230.9274 | 245.6281 | 243.5362 | 243.9836 | 243.8311 | 243.8311 | 230.9274 | 246.8243 | 231.2668
2020-05-01 20:37 | 0.00 | 288.9338 | 270.2643 | 284.7173 | 272.3671 | 284.7834 | 287.7889 | 259.1944 | 284.8559 | 270.4698 | 284.5027 | 284.941 | 284.8137 | 269.6013 | 270.0383 | 284.5338 | 282.187 | 275.2824 | 275.0636 | 275.0636 | 270.0383 | 281.9325 | 272.1347
2020-05-01 20:38 | 0.00 | 280.764 | 252.699 | 276.1201 | 251.8836 | 276.1778 | 280.249 | 228.7872 | 276.241 | 253.6267 | 275.9319 | 277.859 | 276.2042 | 266.6413 | 267.4246 | 275.9592 | 273.2182 | 255.7503 | 255.5887 | 255.5887 | 267.4246 | 266.605 | 271.2228
2020-05-01 20:39 | 0.00 | 233.543 | 199.2712 | 229.985 | 194.0097 | 230.0125 | 232.9522 | 161.3481 | 230.0422 | 201.061 | 229.8923 | 233.5302 | 230.025 | 230.7572 | 231.8268 | 229.906 | 226.9975 | 196.3548 | 196.3234 | 196.3234 | 231.8268 | 211.5222 | 237.0423
2020-05-01 20:40 | 0.00 | 163.3391 | 126.0085 | 161.961 | 115.7411 | 161.9551 | 161.9529 | 77.1275 | 161.9474 | 128.6447 | 161.9746 | 167.432 | 161.952 | 175.3109 | 176.6134 | 161.9732 | 161.0594 | 114.5688 | 114.6575 | 114.6575 | 176.6134 | 133.5047 | 182.9855
2020-05-01 20:41 | 0.00 | 57.4869 | 45.5661 | 57.877 | 41.3237 | 57.8432 | 56.3203 | 30.0659 | 57.8046 | 46.5604 | 57.9789 | 60.0675 | 57.8273 | 65.2202 | 65.669 | 57.9648 | 59.0947 | 39.2404 | 39.3863 | 39.3863 | 65.669 | 45.9113 | 67.9138
2020-05-01 20:42 | 0.00 | 8.6251 | 8.1015 | 8.7607 | 8.0217 | 8.7346 | 8.4056 | 7.9224 | 8.7049 | 8.1398 | 8.84 | 8.8912 | 8.7223 | 9.4954 | 9.5074 | 8.829 | 9.8786 | 7.6655 | 7.7681 | 7.7681 | 9.5074 | 7.8341 | 9.6104
2020-05-01 20:43 | 0.00 | 0 | 0 | 0 | 0 | 0 | 0 | 0 | 0 | 0 | 0 | 0 | 0 | 0 | 0 | 0 | 0 | 0 | 0 | 0 | 0 | 0 | 0
2020-05-01 20:44 | 0.00 | 0 | 0 | 0 | 0 | 0 | 0 | 0 | 0 | 0 | 0 | 0 | 0 | 0 | 0 | 0 | 0 | 0 | 0 | 0 | 0 | 0 | 0
2020-05-01 20:45 | 0.00 | 0 | 0 | 0 | 0 | 0 | 0 | 0 | 0 | 0 | 0 | 0 | 0 | 0 | 0 | 0 | 0 | 0 | 0 | 0 | 0 | 0 | 0
2020-05-01 20:46 | 0.00 | 0 | 0 | 0 | 0 | 0 | 0 | 0 | 0 | 0 | 0 | 0 | 0 | 0 | 0 | 0 | 0 | 0 | 0 | 0 | 0 | 0 | 0
2020-05-01 20:47 | 0.00 | 0 | 0 | 0 | 0 | 0 | 0 | 0 | 0 | 0 | 0 | 0 | 0 | 0 | 0 | 0 | 0 | 0 | 0 | 0 | 0 | 0 | 0
2020-05-01 20:48 | 0.00 | 0 | 0 | 0 | 0 | 0 | 0 | 0 | 0 | 0 | 0 | 0 | 0 | 0 | 0 | 0 | 0 | 0 | 0 | 0 | 0 | 0 | 0
2020-05-01 20:49 | 0.00 | 0 | 0 | 0 | 0 | 0 | 0 | 0 | 0 | 0 | 0 | 0 | 0 | 0 | 0 | 0 | 0 | 0 | 0 | 0 | 0 | 0 | 0
2020-05-01 20:50 | 0.00 | 0 | 0 | 0 | 0 | 0 | 0 | 0 | 0 | 0 | 0 | 0 | 0 | 0 | 0 | 0 | 0 | 0 | 0 | 0 | 0 | 0 | 0
2020-05-01 20:51 | 0.00 | 0 | 0 | 0 | 0 | 0 | 0 | 0 | 0 | 0 | 0 | 0 | 0 | 0 | 0 | 0 | 0 | 0 | 0 | 0 | 0 | 0 | 0
2020-05-01 20:52 | 0.00 | 0 | 0 | 0 | 0 | 0 | 0 | 0 | 0 | 0 | 0 | 0 | 0 | 0 | 0 | 0 | 0 | 0 | 0 | 0 | 0 | 0 | 0
2020-05-01 20:53 | 0.00 | 0 | 0 | 0 | 0 | 0 | 0 | 0 | 0 | 0 | 0 | 0 | 0 | 0 | 0 | 0 | 0 | 0 | 0 | 0 | 0 | 0 | 0
2020-05-01 20:54 | 0.00 | 1.8958 | 1.9567 | 1.9164 | 1.9668 | 1.8966 | 1.8508 | 2.015 | 1.8742 | 1.9529 | 1.9763 | 1.8668 | 1.8874 | 1.8355 | 1.8117 | 1.968 | 2.9819 | 1.7556 | 1.8331 | 1.8331 | 1.8117 | 1.788 | 1.7286
2020-05-01 20:55 | 0.00 | 25.5927 | 26.9092 | 25.9437 | 27.1492 | 25.9053 | 24.8251 | 27.8418 | 25.8616 | 26.8345 | 26.06 | 25.6961 | 25.8873 | 24.9284 | 24.8445 | 26.0439 | 27.5077 | 25.6651 | 25.8158 | 25.8158 | 24.8445 | 25.7085 | 24.4988
2020-05-01 20:56 | 0.00 | 111.9356 | 121.7466 | 113.2053 | 125.0633 | 113.1841 | 107.843 | 132.5022 | 113.1596 | 120.9625 | 113.267 | 111.2843 | 113.174 | 102.4963 | 102.0556 | 113.2587 | 113.46 | 119.4091 | 119.4845 | 119.4845 | 102.0556 | 117.4661 | 99.9221
2020-05-01 20:57 | 0.00 | 236.2622 | 255.391 | 236.775 | 265.1395 | 236.8064 | 228.7758 | 282.669 | 236.8404 | 253.3478 | 236.6702 | 231.8249 | 236.8207 | 205.2468 | 204.267 | 236.6857 | 233.6689 | 257.206 | 257.0422 | 257.0422 | 204.267 | 251.6022 | 199.4149
2020-05-01 20:58 | 0.00 | 285.0918 | 291.7597 | 282.9364 | 300.8076 | 282.9989 | 280.2075 | 310.5496 | 283.0674 | 290.1663 | 282.733 | 279.0698 | 283.0275 | 251.5931 | 251.0214 | 282.7625 | 280.0898 | 298.034 | 297.7584 | 297.7584 | 251.0214 | 295.3694 | 248.1651
2020-05-01 20:59 | 0.00 | 319.4321 | 315.232 | 315.4083 | 323.0391 | 315.4962 | 316.4417 | 324.9608 | 315.5929 | 314.1362 | 315.1246 | 312.7089 | 315.5365 | 285.9423 | 285.7534 | 315.1656 | 313.057 | 324.0674 | 323.7116 | 323.7116 | 285.7534 | 324.4487 | 284.7617
2020-05-01 21:00 | 0.00 | 269.639 | 260.5063 | 266.4732 | 264.3726 | 266.5315 | 267.7637 | 259.7738 | 266.5952 | 260.1645 | 266.2834 | 265.5284 | 266.5581 | 248.8608 | 248.967 | 266.311 | 264.5985 | 265.5224 | 265.3072 | 265.3072 | 248.967 | 268.5271 | 249.4492
2020-05-01 21:01 | 0.00 | 258.1542 | 243.674 | 254.8701 | 245.5451 | 254.9219 | 256.893 | 235.333 | 254.9784 | 243.7961 | 254.7008 | 254.9492 | 254.9455 | 242.0306 | 242.3588 | 254.7255 | 253.0872 | 247.3994 | 247.2278 | 247.2278 | 242.3588 | 252.7224 | 243.9337
2020-05-01 21:02 | 0.00 | 169.7183 | 159.6046 | 168.0628 | 159.7908 | 168.0722 | 168.65 | 151.3948 | 168.0816 | 159.8647 | 168.0278 | 168.4766 | 168.0762 | 162.3182 | 162.5676 | 168.0333 | 167.6375 | 160.0875 | 160.0756 | 160.0756 | 162.5676 | 164.4435 | 163.7983
2020-05-01 21:03 | 0.00 | 171.0487 | 150.4768 | 169.1847 | 147.0873 | 169.1835 | 170.1452 | 127.068 | 169.1812 | 151.5842 | 169.1832 | 171.3588 | 169.1827 | 169.7673 | 170.3997 | 169.1839 | 167.9196 | 147.4701 | 147.5164 | 147.5164 | 170.3997 | 157.0697 | 173.5109
2020-05-01 21:04 | 0.00 | 167.2466 | 130.1619 | 165.6135 | 120.3358 | 165.6095 | 166.1364 | 82.4767 | 165.6041 | 132.7241 | 165.6209 | 170.9189 | 165.6074 | 178.064 | 179.3453 | 165.6203 | 164.5629 | 119.7863 | 119.8683 | 119.8683 | 179.3453 | 138.2318 | 185.6131
2020-05-01 21:05 | 0.00 | 72.3605 | 45.5008 | 73.4191 | 35.8786 | 73.3874 | 70.4359 | 16.7554 | 73.3511 | 47.7784 | 73.5142 | 78.8813 | 73.3724 | 93.5471 | 94.6791 | 73.5011 | 74.475 | 32.6234 | 32.7717 | 32.7717 | 94.6791 | 46.2823 | 100.2517
2020-05-01 21:06 | 0.00 | 9.7043 | 4.6839 | 10.6614 | 4.0649 | 10.6354 | 8.8624 | 4.0372 | 10.6058 | 5.0103 | 10.7403 | 12.5543 | 10.6232 | 20.062 | 20.4704 | 10.7293 | 11.7452 | 3.8723 | 3.9754 | 3.9754 | 20.4704 | 4.2665 | 22.5237
2020-05-01 21:07 | 0.00 | 0 | 0 | 0 | 0 | 0 | 0 | 0 | 0 | 0 | 0 | 0 | 0 | 0 | 0 | 0 | 0 | 0 | 0 | 0 | 0 | 0 | 0
2020-05-01 21:08 | 0.00 | 0 | 0 | 0 | 0 | 0 | 0 | 0 | 0 | 0 | 0 | 0 | 0 | 0 | 0 | 0 | 0 | 0 | 0 | 0 | 0 | 0 | 0
2020-05-01 21:09 | 0.00 | 0 | 0 | 0 | 0 | 0 | 0 | 0 | 0 | 0 | 0 | 0 | 0 | 0 | 0 | 0 | 0 | 0 | 0 | 0 | 0 | 0 | 0
2020-05-01 21:10 | 0.00 | 0 | 0 | 0 | 0 | 0 | 0 | 0 | 0 | 0 | 0 | 0 | 0 | 0 | 0 | 0 | 0 | 0 | 0 | 0 | 0 | 0 | 0
2020-05-01 21:11 | 0.00 | 0 | 0 | 0 | 0 | 0 | 0 | 0 | 0 | 0 | 0 | 0 | 0 | 0 | 0 | 0 | 0 | 0 | 0 | 0 | 0 | 0 | 0
2020-05-01 21:12 | 0.00 | 0 | 0 | 0 | 0 | 0 | 0 | 0 | 0 | 0 | 0 | 0 | 0 | 0 | 0 | 0 | 0 | 0 | 0 | 0 | 0 | 0 | 0
2020-05-01 21:13 | 0.00 | 0 | 0 | 0 | 0 | 0 | 0 | 0 | 0 | 0 | 0 | 0 | 0 | 0 | 0 | 0 | 0 | 0 | 0 | 0 | 0 | 0 | 0
2020-05-01 21:14 | 0.00 | 0 | 0 | 0 | 0 | 0 | 0 | 0 | 0 | 0 | 0 | 0 | 0 | 0 | 0 | 0 | 0 | 0 | 0 | 0 | 0 | 0 | 0
2020-05-01 21:15 | 0.00 | 0 | 0 | 0 | 0 | 0 | 0 | 0 | 0 | 0 | 0 | 0 | 0 | 0 | 0 | 0 | 0 | 0 | 0 | 0 | 0 | 0 | 0
2020-05-01 21:16 | 0.00 | 0 | 0 | 0 | 0 | 0 | 0 | 0 | 0 | 0 | 0 | 0 | 0 | 0 | 0 | 0 | 0 | 0 | 0 | 0 | 0 | 0 | 0
2020-05-01 21:17 | 0.00 | 0 | 0 | 0 | 0 | 0 | 0 | 0 | 0 | 0 | 0 | 0 | 0 | 0 | 0 | 0 | 0 | 0 | 0 | 0 | 0 | 0 | 0
2020-05-01 21:18 | 0.00 | 2.0127 | 2.0789 | 2.0346 | 2.0903 | 2.0148 | 1.9645 | 2.117 | 1.9924 | 2.0748 | 2.0945 | 1.9843 | 2.0056 | 1.9495 | 1.9256 | 2.0862 | 2.9763 | 1.8741 | 1.9515 | 1.9515 | 1.9256 | 1.9064 | 1.842
2020-05-01 21:19 | 0.00 | 53.2363 | 69.9972 | 55.9951 | 73.5649 | 55.9611 | 48.1865 | 85.5991 | 55.9224 | 68.9831 | 56.0973 | 53.6211 | 55.9452 | 46.6184 | 46.0044 | 56.0832 | 57.221 | 65.34 | 65.4653 | 65.4653 | 46.0044 | 61.5535 | 43.0506
2020-05-01 21:20 | 0.00 | 144.7198 | 169.4481 | 147.4806 | 177.3311 | 147.4704 | 136.6793 | 196.8412 | 147.4582 | 167.5476 | 147.5074 | 142.9101 | 147.4655 | 124.0521 | 123.0014 | 147.5041 | 146.8967 | 166.5236 | 166.5358 | 166.5358 | 123.0014 | 160.0984 | 117.8441
2020-05-01 21:21 | 0.00 | 234.1433 | 252.6996 | 234.2747 | 262.7819 | 234.305 | 227.0376 | 280.4813 | 234.3375 | 250.6199 | 234.1737 | 229.2419 | 234.3186 | 201.9605 | 200.9846 | 234.1886 | 231.285 | 255.557 | 255.3964 | 255.3964 | 200.9846 | 249.7787 | 196.1609
2020-05-01 21:22 | 0.00 | 284.6767 | 291.0037 | 282.2106 | 300.3927 | 282.2726 | 280.0418 | 310.3459 | 282.3405 | 289.3672 | 282.009 | 278.2354 | 282.301 | 249.972 | 249.3942 | 282.0383 | 279.3541 | 298.1769 | 297.9011 | 297.9011 | 249.3942 | 295.3256 | 246.5142
2020-05-01 21:23 | 0.00 | 315.6778 | 311.0794 | 311.4168 | 319.0445 | 311.5014 | 312.9667 | 320.9833 | 311.5943 | 309.9706 | 311.1438 | 308.6742 | 311.5401 | 281.621 | 281.4322 | 311.1833 | 308.9823 | 320.5919 | 320.2475 | 320.2475 | 281.4322 | 320.8548 | 280.4494
2020-05-01 21:24 | 0.00 | 329.9903 | 315.48 | 324.5659 | 321.4497 | 324.6614 | 328.69 | 315.031 | 324.7665 | 314.9644 | 324.2582 | 323.164 | 324.7052 | 298.8244 | 299.0054 | 324.3026 | 322.393 | 325.6318 | 325.2712 | 325.2712 | 299.0054 | 329.2449 | 299.8285
2020-05-01 21:25 | 0.00 | 315.0526 | 292.5241 | 309.3936 | 295.6109 | 309.4766 | 314.6772 | 280.878 | 309.5678 | 292.6874 | 309.1254 | 309.4798 | 309.5146 | 290.4803 | 290.9868 | 309.1642 | 306.9325 | 300.9058 | 300.6213 | 300.6213 | 290.9868 | 307.9429 | 293.417
2020-05-01 21:26 | 0.00 | 265.5198 | 240.5709 | 261.0846 | 240.3517 | 261.1343 | 265.225 | 220.5264 | 261.1884 | 241.3163 | 260.9221 | 262.4489 | 261.1569 | 251.3291 | 252.0034 | 260.9458 | 258.4944 | 244.2922 | 244.1512 | 244.1512 | 252.0034 | 253.5768 | 255.2801
2020-05-01 21:27 | 0.00 | 232.623 | 197.7385 | 228.5211 | 193.0039 | 228.5482 | 232.6212 | 160.9409 | 228.5773 | 199.4641 | 228.4298 | 231.9293 | 228.5604 | 228.1864 | 229.2537 | 228.4433 | 225.701 | 196.6208 | 196.5878 | 196.5878 | 229.2537 | 211.2864 | 234.467
2020-05-01 21:28 | 0.00 | 154.2684 | 119.9973 | 152.4039 | 111.439 | 152.3952 | 153.5932 | 77.1922 | 152.3844 | 122.2841 | 152.4264 | 157.133 | 152.3908 | 162.8707 | 164.0356 | 152.4237 | 151.7153 | 111.6971 | 111.7873 | 111.7873 | 164.0356 | 128.2292 | 169.7511
2020-05-01 21:29 | 0.00 | 28.8208 | 28.218 | 28.9697 | 28.0262 | 28.9315 | 28.3162 | 27.2934 | 28.888 | 28.2648 | 29.0856 | 28.9966 | 28.9135 | 28.8473 | 28.8298 | 29.0695 | 30.522 | 27.0594 | 27.21 | 27.21 | 28.8298 | 27.7294 | 28.8077
2020-05-01 21:30 | 0.00 | 6.1681 | 4.4473 | 6.6002 | 4.4225 | 6.574 | 5.7928 | 4.377 | 6.5442 | 4.5182 | 6.6797 | 7.4121 | 6.5617 | 11.0072 | 11.1887 | 6.6687 | 7.69 | 4.189 | 4.292 | 4.292 | 11.1887 | 4.2614 | 12.1319
2020-05-01 21:31 | 0.00 | 0 | 0 | 0 | 0 | 0 | 0 | 0 | 0 | 0 | 0 | 0 | 0 | 0 | 0 | 0 | 0 | 0 | 0 | 0 | 0 | 0 | 0
2020-05-01 21:32 | 0.00 | 0 | 0 | 0 | 0 | 0 | 0 | 0 | 0 | 0 | 0 | 0 | 0 | 0 | 0 | 0 | 0 | 0 | 0 | 0 | 0 | 0 | 0
2020-05-01 21:33 | 0.00 | 0 | 0 | 0 | 0 | 0 | 0 | 0 | 0 | 0 | 0 | 0 | 0 | 0 | 0 | 0 | 0 | 0 | 0 | 0 | 0 | 0 | 0
2020-05-01 21:34 | 0.00 | 0 | 0 | 0 | 0 | 0 | 0 | 0 | 0 | 0 | 0 | 0 | 0 | 0 | 0 | 0 | 0 | 0 | 0 | 0 | 0 | 0 | 0
2020-05-01 21:35 | 0.00 | 0 | 0 | 0 | 0 | 0 | 0 | 0 | 0 | 0 | 0 | 0 | 0 | 0 | 0 | 0 | 0 | 0 | 0 | 0 | 0 | 0 | 0
2020-05-01 21:36 | 0.00 | 0 | 0 | 0 | 0 | 0 | 0 | 0 | 0 | 0 | 0 | 0 | 0 | 0 | 0 | 0 | 0 | 0 | 0 | 0 | 0 | 0 | 0
2020-05-01 21:37 | 0.00 | 0 | 0 | 0 | 0 | 0 | 0 | 0 | 0 | 0 | 0 | 0 | 0 | 0 | 0 | 0 | 0 | 0 | 0 | 0 | 0 | 0 | 0
2020-05-01 21:38 | 0.00 | 0 | 0 | 0 | 0 | 0 | 0 | 0 | 0 | 0 | 0 | 0 | 0 | 0 | 0 | 0 | 0 | 0 | 0 | 0 | 0 | 0 | 0
2020-05-01 21:39 | 0.00 | 0 | 0 | 0 | 0 | 0 | 0 | 0 | 0 | 0 | 0 | 0 | 0 | 0 | 0 | 0 | 0 | 0 | 0 | 0 | 0 | 0 | 0
2020-05-01 21:40 | 0.00 | 0 | 0 | 0 | 0 | 0 | 0 | 0 | 0 | 0 | 0 | 0 | 0 | 0 | 0 | 0 | 0 | 0 | 0 | 0 | 0 | 0 | 0
2020-05-01 21:41 | 0.00 | 0 | 0 | 0 | 0 | 0 | 0 | 0 | 0 | 0 | 0 | 0 | 0 | 0 | 0 | 0 | 0 | 0 | 0 | 0 | 0 | 0 | 0
2020-05-01 21:42 | 0.00 | 5.0495 | 6.1872 | 5.2706 | 6.3694 | 5.251 | 4.7197 | 7.182 | 5.2286 | 6.1253 | 5.3302 | 5.1101 | 5.2417 | 4.839 | 4.7873 | 5.3219 | 6.2397 | 5.5573 | 5.6343 | 5.6343 | 4.7873 | 5.376 | 4.5738
2020-05-01 21:43 | 0.00 | 51.5471 | 66.5075 | 53.994 | 69.7274 | 53.959 | 47.0655 | 80.6052 | 53.9191 | 65.5949 | 54.0996 | 51.8731 | 53.9425 | 45.6422 | 45.0968 | 54.085 | 55.3012 | 62.2852 | 62.4172 | 62.4172 | 45.0968 | 58.9143 | 42.4883
2020-05-01 21:44 | 0.00 | 155.7521 | 183.5822 | 158.6142 | 192.7162 | 158.6076 | 147.025 | 215.0393 | 158.5993 | 181.4021 | 158.6297 | 153.3671 | 158.6043 | 131.6292 | 130.4344 | 158.628 | 157.7596 | 181.2082 | 181.2001 | 181.2001 | 130.4344 | 173.6346 | 124.5632
2020-05-01 21:45 | 0.00 | 234.5182 | 252.6408 | 234.3488 | 262.9362 | 234.3791 | 227.7474 | 280.6835 | 234.4118 | 250.5388 | 234.2476 | 229.249 | 234.3928 | 201.4019 | 200.423 | 234.2625 | 231.3678 | 256.3634 | 256.2008 | 256.2008 | 200.423 | 250.4218 | 195.5874
2020-05-01 21:46 | 0.00 | 287.1182 | 293.0735 | 284.3321 | 302.7782 | 284.3957 | 282.7614 | 312.8999 | 284.4653 | 291.3976 | 284.1255 | 280.2556 | 284.4247 | 251.1685 | 250.5849 | 284.1555 | 281.4996 | 301.184 | 300.8992 | 300.8992 | 250.5849 | 298.1405 | 247.678
2020-05-01 21:47 | 0.00 | 318.8496 | 313.7279 | 314.2454 | 322.0051 | 314.3323 | 316.4191 | 324.0047 | 314.4278 | 312.585 | 313.965 | 311.4156 | 314.3721 | 283.5201 | 283.3315 | 314.0056 | 311.8641 | 324.2116 | 323.8555 | 323.8555 | 283.3315 | 324.3298 | 282.3504
2020-05-01 21:48 | 0.00 | 329.804 | 314.8599 | 324.1184 | 321.01 | 324.2135 | 328.8096 | 314.6182 | 324.3182 | 314.3285 | 323.8118 | 322.6725 | 324.2571 | 297.9374 | 298.1207 | 323.8561 | 321.9353 | 325.796 | 325.4348 | 325.4348 | 298.1207 | 329.2647 | 298.9587
2020-05-01 21:49 | 0.00 | 319.3686 | 295.7679 | 313.2895 | 299.0982 | 313.3756 | 319.3322 | 283.9746 | 313.4702 | 295.9244 | 313.0116 | 313.3473 | 313.415 | 293.5472 | 294.0729 | 313.0517 | 310.8907 | 305.2185 | 304.9215 | 304.9215 | 294.0729 | 312.2811 | 296.5971
2020-05-01 21:50 | 0.00 | 289.0658 | 257.9118 | 283.3018 | 257.6218 | 283.3646 | 289.5284 | 233.2664 | 283.4334 | 258.8475 | 283.0976 | 285.0198 | 283.3933 | 272.0082 | 272.851 | 283.1273 | 280.458 | 263.7845 | 263.6032 | 263.6032 | 272.851 | 274.7677 | 276.9451
2020-05-01 21:51 | 0.00 | 237.2526 | 200.2073 | 232.6567 | 195.4248 | 232.6861 | 237.6582 | 161.8672 | 232.7177 | 202.0029 | 232.5584 | 236.1927 | 232.6994 | 231.9964 | 233.1202 | 232.5729 | 229.7327 | 200.0217 | 199.9825 | 199.9825 | 233.1202 | 215.1717 | 238.6106
2020-05-01 21:52 | 0.00 | 159.3879 | 122.0358 | 157.1663 | 112.8868 | 157.1585 | 159.0138 | 76.202 | 157.1489 | 124.5004 | 157.1855 | 162.2756 | 157.1547 | 168.4752 | 169.7415 | 157.1832 | 156.3995 | 113.8042 | 113.8935 | 113.8935 | 169.7415 | 131.4492 | 175.9538
2020-05-01 21:53 | 0.00 | 72.7524 | 46.2739 | 73.3616 | 37.556 | 73.3297 | 71.358 | 20.1559 | 73.2932 | 48.4042 | 73.4574 | 78.6109 | 73.3147 | 92.4204 | 93.5405 | 73.4442 | 74.4329 | 35.343 | 35.49 | 35.49 | 93.5405 | 48.0002 | 99.0709
2020-05-01 21:54 | 0.00 | 9.7469 | 6.1762 | 10.2859 | 5.7645 | 10.2599 | 9.2421 | 5.7077 | 10.2303 | 6.4068 | 10.3648 | 11.4895 | 10.2477 | 16.1242 | 16.3807 | 10.3539 | 11.3614 | 5.5055 | 5.6084 | 5.6084 | 16.3807 | 5.8805 | 17.689
2020-05-01 21:55 | 0.00 | 0 | 0 | 0 | 0 | 0 | 0 | 0 | 0 | 0 | 0 | 0 | 0 | 0 | 0 | 0 | 0 | 0 | 0 | 0 | 0 | 0 | 0
2020-05-01 21:56 | 0.00 | 0 | 0 | 0 | 0 | 0 | 0 | 0 | 0 | 0 | 0 | 0 | 0 | 0 | 0 | 0 | 0 | 0 | 0 | 0 | 0 | 0 | 0
2020-05-01 21:57 | 0.00 | 0 | 0 | 0 | 0 | 0 | 0 | 0 | 0 | 0 | 0 | 0 | 0 | 0 | 0 | 0 | 0 | 0 | 0 | 0 | 0 | 0 | 0
2020-05-01 21:58 | 0.00 | 0 | 0 | 0 | 0 | 0 | 0 | 0 | 0 | 0 | 0 | 0 | 0 | 0 | 0 | 0 | 0 | 0 | 0 | 0 | 0 | 0 | 0
2020-05-01 21:59 | 0.00 | 0 | 0 | 0 | 0 | 0 | 0 | 0 | 0 | 0 | 0 | 0 | 0 | 0 | 0 | 0 | 0 | 0 | 0 | 0 | 0 | 0 | 0
2020-05-01 22:00 | 0.00 | 0 | 0 | 0 | 0 | 0 | 0 | 0 | 0 | 0 | 0 | 0 | 0 | 0 | 0 | 0 | 0 | 0 | 0 | 0 | 0 | 0 | 0
2020-05-01 22:01 | 0.00 | 0 | 0 | 0 | 0 | 0 | 0 | 0 | 0 | 0 | 0 | 0 | 0 | 0 | 0 | 0 | 0 | 0 | 0 | 0 | 0 | 0 | 0
2020-05-01 22:02 | 0.00 | 0 | 0 | 0 | 0 | 0 | 0 | 0 | 0 | 0 | 0 | 0 | 0 | 0 | 0 | 0 | 0 | 0 | 0 | 0 | 0 | 0 | 0
2020-05-01 22:03 | 0.00 | 0 | 0 | 0 | 0 | 0 | 0 | 0 | 0 | 0 | 0 | 0 | 0 | 0 | 0 | 0 | 0 | 0 | 0 | 0 | 0 | 0 | 0
2020-05-01 22:04 | 0.00 | 0 | 0 | 0 | 0 | 0 | 0 | 0 | 0 | 0 | 0 | 0 | 0 | 0 | 0 | 0 | 0 | 0 | 0 | 0 | 0 | 0 | 0
2020-05-01 22:05 | 0.00 | 0 | 0 | 0 | 0 | 0 | 0 | 0 | 0 | 0 | 0 | 0 | 0 | 0 | 0 | 0 | 0 | 0 | 0 | 0 | 0 | 0 | 0
2020-05-01 22:06 | 0.00 | 9.302 | 17.0943 | 10.6447 | 18.3481 | 10.6187 | 7.6096 | 24.341 | 10.5891 | 16.6675 | 10.7234 | 9.8101 | 10.6065 | 8.4146 | 8.1936 | 10.7125 | 11.7167 | 14.1168 | 14.2176 | 14.2176 | 8.1936 | 12.4073 | 7.2166
2020-05-01 22:07 | 0.00 | 72.1384 | 103.1811 | 77.0114 | 109.8079 | 76.9802 | 63.5954 | 132.6113 | 76.9445 | 101.2958 | 77.1051 | 72.7237 | 76.9655 | 60.5562 | 59.4779 | 77.0922 | 78.0311 | 95.668 | 95.7754 | 95.7754 | 59.4779 | 88.1221 | 54.2728
2020-05-01 22:08 | 0.00 | 156.7795 | 185.0274 | 159.4906 | 194.4991 | 159.4838 | 148.1494 | 217.3463 | 159.4753 | 182.7831 | 159.5068 | 154.061 | 159.4804 | 131.478 | 130.2468 | 159.505 | 158.6521 | 183.3164 | 183.3076 | 183.3076 | 130.2468 | 175.3766 | 124.1966
2020-05-01 22:09 | 0.00 | 231.3597 | 248.5663 | 230.8951 | 258.8001 | 230.9233 | 225.0769 | 276.0788 | 230.9538 | 246.4976 | 230.8002 | 225.8529 | 230.9361 | 198.0838 | 197.1235 | 230.8142 | 227.9785 | 253.0276 | 252.8731 | 252.8731 | 197.1235 | 247.0983 | 192.3844
2020-05-01 22:10 | 0.00 | 285.4398 | 290.8372 | 282.4084 | 300.5726 | 282.4706 | 281.4825 | 310.5402 | 282.5386 | 289.1703 | 282.2062 | 278.341 | 282.499 | 249.1676 | 248.5915 | 282.2356 | 279.5575 | 299.6405 | 299.3602 | 299.3602 | 248.5915 | 296.5028 | 245.7255
2020-05-01 22:11 | 0.00 | 316.0323 | 310.5694 | 311.2589 | 318.862 | 311.3434 | 313.9378 | 320.8291 | 311.4362 | 309.4329 | 310.9859 | 308.4383 | 311.3821 | 280.6255 | 280.4418 | 311.0254 | 308.8292 | 321.5912 | 321.2432 | 321.2432 | 280.4418 | 321.5855 | 279.4902
2020-05-01 22:12 | 0.00 | 306.9933 | 294.7785 | 302.1849 | 300.2781 | 302.2699 | 305.8868 | 295.3074 | 302.3634 | 294.2701 | 301.9103 | 300.8313 | 302.3089 | 278.9716 | 279.1055 | 301.95 | 300.5853 | 304.0551 | 303.7297 | 303.7297 | 279.1055 | 306.8999 | 279.7051
2020-05-01 22:13 | 0.00 | 246.1759 | 230.3268 | 242.4371 | 232.2004 | 242.4791 | 245.6217 | 221.3491 | 242.5248 | 230.4886 | 242.2989 | 242.5706 | 242.4982 | 229.7692 | 230.1218 | 242.3191 | 240.638 | 235.274 | 235.1385 | 235.1385 | 230.1218 | 240.5664 | 231.8345
2020-05-01 22:14 | 0.00 | 152.3603 | 146.9272 | 151.7338 | 147.0352 | 151.7249 | 150.8278 | 142.0273 | 151.7141 | 147.0632 | 151.7564 | 151.91 | 151.7206 | 147.6315 | 147.7491 | 151.7537 | 151.0504 | 145.718 | 145.7654 | 145.7654 | 147.7491 | 148.7604 | 148.3521
2020-05-01 22:15 | 0.00 | 113.5681 | 109.0938 | 113.4795 | 108.4274 | 113.4566 | 112.1677 | 103.4827 | 113.4302 | 109.3223 | 113.5467 | 113.868 | 113.4458 | 112.1948 | 112.3054 | 113.5376 | 113.865 | 106.6635 | 106.7629 | 106.7629 | 112.3054 | 109.6061 | 112.8884
2020-05-01 22:16 | 0.00 | 101.74 | 92.267 | 101.2554 | 90.2749 | 101.2301 | 100.814 | 80.6823 | 101.2011 | 92.8405 | 101.33 | 102.377 | 101.2182 | 102.3455 | 102.6305 | 101.3198 | 101.8188 | 89.3244 | 89.4376 | 89.4376 | 102.6305 | 94.2834 | 104.0719
2020-05-01 22:17 | 0.00 | 42.3825 | 40.2313 | 42.5715 | 39.5549 | 42.5347 | 41.6805 | 37.5795 | 42.4927 | 40.3971 | 42.6828 | 42.8856 | 42.5174 | 43.2661 | 43.3144 | 42.6673 | 44.0148 | 38.3083 | 38.4547 | 38.4547 | 43.3144 | 39.8295 | 43.6121
2020-05-01 22:18 | 0.00 | 5.7405 | 5.5767 | 5.7947 | 5.5697 | 5.7685 | 5.6258 | 5.4945 | 5.7386 | 5.5818 | 5.8744 | 5.8068 | 5.7562 | 6.0076 | 5.9952 | 5.8633 | 6.8875 | 5.2685 | 5.3715 | 5.3715 | 5.9952 | 5.3742 | 5.9789
2020-05-01 22:19 | 0.00 | 0 | 0 | 0 | 0 | 0 | 0 | 0 | 0 | 0 | 0 | 0 | 0 | 0 | 0 | 0 | 0 | 0 | 0 | 0 | 0 | 0 | 0
2020-05-01 22:20 | 0.00 | 0 | 0 | 0 | 0 | 0 | 0 | 0 | 0 | 0 | 0 | 0 | 0 | 0 | 0 | 0 | 0 | 0 | 0 | 0 | 0 | 0 | 0
2020-05-01 22:21 | 0.00 | 0 | 0 | 0 | 0 | 0 | 0 | 0 | 0 | 0 | 0 | 0 | 0 | 0 | 0 | 0 | 0 | 0 | 0 | 0 | 0 | 0 | 0
2020-05-01 22:22 | 0.00 | 0 | 0 | 0 | 0 | 0 | 0 | 0 | 0 | 0 | 0 | 0 | 0 | 0 | 0 | 0 | 0 | 0 | 0 | 0 | 0 | 0 | 0
2020-05-01 22:23 | 0.00 | 0 | 0 | 0 | 0 | 0 | 0 | 0 | 0 | 0 | 0 | 0 | 0 | 0 | 0 | 0 | 0 | 0 | 0 | 0 | 0 | 0 | 0
2020-05-01 22:24 | 0.00 | 0 | 0 | 0 | 0 | 0 | 0 | 0 | 0 | 0 | 0 | 0 | 0 | 0 | 0 | 0 | 0 | 0 | 0 | 0 | 0 | 0 | 0
2020-05-01 22:25 | 0.00 | 0 | 0 | 0 | 0 | 0 | 0 | 0 | 0 | 0 | 0 | 0 | 0 | 0 | 0 | 0 | 0 | 0 | 0 | 0 | 0 | 0 | 0
2020-05-01 22:26 | 0.00 | 0 | 0 | 0 | 0 | 0 | 0 | 0 | 0 | 0 | 0 | 0 | 0 | 0 | 0 | 0 | 0 | 0 | 0 | 0 | 0 | 0 | 0
2020-05-01 22:27 | 0.00 | 0 | 0 | 0 | 0 | 0 | 0 | 0 | 0 | 0 | 0 | 0 | 0 | 0 | 0 | 0 | 0 | 0 | 0 | 0 | 0 | 0 | 0
2020-05-01 22:28 | 0.00 | 0 | 0 | 0 | 0 | 0 | 0 | 0 | 0 | 0 | 0 | 0 | 0 | 0 | 0 | 0 | 0 | 0 | 0 | 0 | 0 | 0 | 0
2020-05-01 22:29 | 0.00 | 0 | 0 | 0 | 0 | 0 | 0 | 0 | 0 | 0 | 0 | 0 | 0 | 0 | 0 | 0 | 0 | 0 | 0 | 0 | 0 | 0 | 0
2020-05-01 22:30 | 0.00 | 8.2552 | 17.3407 | 9.7756 | 18.8857 | 9.7496 | 6.2821 | 25.8347 | 9.7201 | 16.8343 | 9.8544 | 8.7659 | 9.7375 | 6.9746 | 6.7154 | 9.8435 | 10.8482 | 14.2329 | 14.3329 | 14.3329 | 6.7154 | 12.1248 | 5.5588
2020-05-01 22:31 | 0.00 | 70.4858 | 100.3722 | 75.0097 | 106.9903 | 74.9781 | 62.3913 | 129.1953 | 74.9419 | 98.5207 | 75.1046 | 70.7828 | 74.9632 | 58.5645 | 57.5144 | 75.0915 | 76.0591 | 93.7234 | 93.8323 | 93.8323 | 57.5144 | 86.2549 | 52.4513
2020-05-01 22:32 | 0.00 | 153.9385 | 180.8068 | 156.2776 | 190.1817 | 156.2695 | 145.8834 | 212.3337 | 156.2596 | 178.6144 | 156.2977 | 150.9685 | 156.2655 | 128.6182 | 127.4287 | 156.2953 | 155.5336 | 179.9062 | 179.9032 | 179.9032 | 127.4287 | 172.1142 | 121.59
2020-05-01 22:33 | 0.00 | 228.1337 | 244.5744 | 227.4045 | 254.8069 | 227.4306 | 222.2718 | 271.7918 | 227.4587 | 242.5263 | 227.3162 | 222.4045 | 227.4424 | 194.6983 | 193.7567 | 227.3293 | 224.5127 | 249.7025 | 249.5563 | 249.5563 | 193.7567 | 243.7637 | 189.115
2020-05-01 22:34 | 0.00 | 276.1298 | 280.8613 | 272.9989 | 290.2966 | 273.0541 | 272.6244 | 299.7842 | 273.1146 | 279.2585 | 272.8184 | 269.0716 | 273.0794 | 240.8241 | 240.2721 | 272.8447 | 270.0471 | 289.8996 | 289.648 | 289.648 | 240.2721 | 286.8113 | 237.5347
2020-05-01 22:35 | 0.00 | 293.9655 | 288.883 | 289.5162 | 296.5247 | 289.5842 | 292.1718 | 298.3833 | 289.6588 | 287.8366 | 289.2955 | 286.8983 | 289.6153 | 261.3655 | 261.1872 | 289.3275 | 286.8003 | 299.1738 | 298.8919 | 298.8919 | 261.1872 | 299.0995 | 260.2815
2020-05-01 22:36 | 0.00 | 287.8313 | 275.3714 | 283.0154 | 280.5879 | 283.0796 | 287.0876 | 275.4016 | 283.15 | 274.9141 | 282.8065 | 281.743 | 283.109 | 260.9907 | 261.1241 | 282.8368 | 280.3203 | 284.6515 | 284.4073 | 284.4073 | 261.1241 | 287.458 | 261.7508
2020-05-01 22:37 | 0.00 | 220.4038 | 209.087 | 217.5626 | 210.9913 | 217.5882 | 219.5557 | 203.5541 | 217.6156 | 209.1127 | 217.4763 | 217.4259 | 217.5997 | 206.2756 | 206.496 | 217.4891 | 215.5572 | 212.7782 | 212.6957 | 212.6957 | 206.496 | 216.6563 | 207.5776
2020-05-01 22:38 | 0.00 | 207.8982 | 192.4082 | 204.9947 | 192.7292 | 205.0117 | 207.4163 | 180.7492 | 205.0295 | 192.799 | 204.9357 | 205.6404 | 205.0192 | 197.2483 | 197.6325 | 204.9446 | 203.1691 | 194.898 | 194.8592 | 194.8592 | 197.6325 | 200.6825 | 199.5253
2020-05-01 22:39 | 0.00 | 115.5457 | 110.2919 | 115.289 | 109.6048 | 115.2664 | 114.2584 | 104.1329 | 115.2402 | 110.5454 | 115.3555 | 115.7263 | 115.2556 | 113.869 | 114.0003 | 115.3464 | 115.6558 | 108.124 | 108.2223 | 108.2223 | 114.0003 | 111.27 | 114.6862
2020-05-01 22:40 | 0.00 | 87.1147 | 79.921 | 86.9639 | 78.1617 | 86.9342 | 86.1296 | 70.7946 | 86.9002 | 80.3933 | 87.0525 | 87.8983 | 86.9202 | 88.3138 | 88.5316 | 87.0403 | 87.8647 | 76.8219 | 76.9473 | 76.9473 | 88.5316 | 80.88 | 89.649
2020-05-01 22:41 | 0.00 | 29.1959 | 28.684 | 29.3297 | 28.5365 | 29.2916 | 28.7037 | 27.8548 | 29.2483 | 28.7208 | 29.4451 | 29.3301 | 29.2738 | 29.0826 | 29.0602 | 29.4291 | 30.8714 | 27.5885 | 27.7385 | 27.7385 | 29.0602 | 28.2135 | 29.0133
2020-05-01 22:42 | 0.00 | 2.9856 | 2.9288 | 3.0099 | 2.927 | 2.9835 | 2.9286 | 2.8789 | 2.9536 | 2.9299 | 3.0897 | 2.982 | 2.9712 | 3.0794 | 3.0582 | 3.0786 | 4.1083 | 2.6876 | 2.7907 | 2.7907 | 3.0582 | 2.758 | 2.9985
2020-05-01 22:43 | 0.00 | 0 | 0 | 0 | 0 | 0 | 0 | 0 | 0 | 0 | 0 | 0 | 0 | 0 | 0 | 0 | 0 | 0 | 0 | 0 | 0 | 0 | 0
2020-05-01 22:44 | 0.00 | 0 | 0 | 0 | 0 | 0 | 0 | 0 | 0 | 0 | 0 | 0 | 0 | 0 | 0 | 0 | 0 | 0 | 0 | 0 | 0 | 0 | 0
2020-05-01 22:45 | 0.00 | 0 | 0 | 0 | 0 | 0 | 0 | 0 | 0 | 0 | 0 | 0 | 0 | 0 | 0 | 0 | 0 | 0 | 0 | 0 | 0 | 0 | 0
2020-05-01 22:46 | 0.00 | 0 | 0 | 0 | 0 | 0 | 0 | 0 | 0 | 0 | 0 | 0 | 0 | 0 | 0 | 0 | 0 | 0 | 0 | 0 | 0 | 0 | 0
2020-05-01 22:47 | 0.00 | 0 | 0 | 0 | 0 | 0 | 0 | 0 | 0 | 0 | 0 | 0 | 0 | 0 | 0 | 0 | 0 | 0 | 0 | 0 | 0 | 0 | 0
2020-05-01 22:48 | 0.00 | 0 | 0 | 0 | 0 | 0 | 0 | 0 | 0 | 0 | 0 | 0 | 0 | 0 | 0 | 0 | 0 | 0 | 0 | 0 | 0 | 0 | 0
2020-05-01 22:49 | 0.00 | 0 | 0 | 0 | 0 | 0 | 0 | 0 | 0 | 0 | 0 | 0 | 0 | 0 | 0 | 0 | 0 | 0 | 0 | 0 | 0 | 0 | 0
2020-05-01 22:50 | 0.00 | 0 | 0 | 0 | 0 | 0 | 0 | 0 | 0 | 0 | 0 | 0 | 0 | 0 | 0 | 0 | 0 | 0 | 0 | 0 | 0 | 0 | 0
2020-05-01 22:51 | 0.00 | 0 | 0 | 0 | 0 | 0 | 0 | 0 | 0 | 0 | 0 | 0 | 0 | 0 | 0 | 0 | 0 | 0 | 0 | 0 | 0 | 0 | 0
2020-05-01 22:52 | 0.00 | 0 | 0 | 0 | 0 | 0 | 0 | 0 | 0 | 0 | 0 | 0 | 0 | 0 | 0 | 0 | 0 | 0 | 0 | 0 | 0 | 0 | 0
2020-05-01 22:53 | 0.00 | 0 | 0 | 0 | 0 | 0 | 0 | 0 | 0 | 0 | 0 | 0 | 0 | 0 | 0 | 0 | 0 | 0 | 0 | 0 | 0 | 0 | 0
2020-05-01 22:54 | 0.00 | 7.1409 | 11.3589 | 7.8433 | 12.1071 | 7.8171 | 6.1894 | 15.3947 | 7.7875 | 11.118 | 7.9224 | 7.3385 | 7.8049 | 6.4323 | 6.2969 | 7.9114 | 8.9241 | 9.7973 | 9.899 | 9.899 | 6.2969 | 8.8497 | 5.7178
2020-05-01 22:55 | 0.00 | 68.713 | 94.1781 | 72.4243 | 100.0826 | 72.3922 | 61.8352 | 119.3289 | 72.3555 | 92.5581 | 72.5207 | 68.7178 | 72.377 | 57.6617 | 56.7521 | 72.5074 | 73.5114 | 88.8745 | 88.9877 | 88.9877 | 56.7521 | 82.4014 | 52.3761
2020-05-01 22:56 | 0.00 | 152.1824 | 178.0594 | 154.2054 | 187.4277 | 154.1965 | 144.5878 | 209.1604 | 154.1856 | 175.8942 | 154.2283 | 148.9577 | 154.1921 | 126.6331 | 125.4703 | 154.2255 | 153.5274 | 177.9002 | 177.9009 | 177.9009 | 125.4703 | 170.1578 | 119.7681
2020-05-01 22:57 | 0.00 | 226.5273 | 242.3254 | 225.5203 | 252.6423 | 225.5454 | 221.0437 | 269.4607 | 225.5723 | 240.281 | 225.4355 | 220.5204 | 225.5567 | 192.6204 | 191.6894 | 225.4481 | 222.6645 | 248.1875 | 248.0449 | 248.0449 | 191.6894 | 242.1876 | 187.1049
2020-05-01 22:58 | 0.00 | 277.6249 | 281.9283 | 274.1878 | 291.6344 | 274.244 | 274.4034 | 301.2183 | 274.3054 | 280.2949 | 274.0046 | 270.1809 | 274.2697 | 241.2446 | 240.6909 | 274.0313 | 271.2504 | 291.8418 | 291.5845 | 291.5845 | 240.6909 | 288.598 | 237.9477
2020-05-01 22:59 | 0.00 | 306.1775 | 300.0951 | 301.1111 | 308.3496 | 301.1874 | 304.7679 | 310.2458 | 301.2711 | 298.9804 | 300.8643 | 298.3263 | 301.2223 | 270.9169 | 270.7418 | 300.9 | 298.4987 | 312.0708 | 311.7532 | 311.7532 | 270.7418 | 311.8179 | 269.8472
2020-05-01 23:00 | 0.00 | 313.9432 | 298.9107 | 307.9697 | 305.1227 | 308.0514 | 313.8099 | 299.2551 | 308.1412 | 298.3718 | 307.7055 | 306.4913 | 308.0888 | 282.3629 | 282.5333 | 307.7437 | 305.4722 | 311.1096 | 310.7948 | 310.7948 | 282.5333 | 313.9606 | 283.331
2020-05-01 23:01 | 0.00 | 213.9298 | 204.197 | 211.4293 | 206.094 | 211.4524 | 212.943 | 199.7796 | 211.4771 | 204.179 | 211.3508 | 211.2124 | 211.4628 | 200.6648 | 200.8436 | 211.3625 | 209.7813 | 207.4033 | 207.3281 | 207.3281 | 200.8436 | 210.8136 | 201.722
2020-05-01 23:02 | 0.00 | 111.2489 | 107.8047 | 111.0323 | 107.7001 | 111.0103 | 109.9731 | 104.1433 | 110.9848 | 107.918 | 111.0968 | 111.1676 | 110.9998 | 108.6291 | 108.6924 | 111.0881 | 111.353 | 106.2441 | 106.3386 | 106.3386 | 108.6924 | 108.4815 | 109.0447
2020-05-01 23:03 | 0.00 | 216.2121 | 183.4209 | 211.6079 | 179.9138 | 211.628 | 217.1984 | 151.264 | 211.6492 | 184.9015 | 211.5391 | 214.4667 | 211.6369 | 209.5443 | 210.5026 | 211.5494 | 209.4673 | 185.3217 | 185.3026 | 185.3026 | 210.5026 | 197.9192 | 215.1994
2020-05-01 23:04 | 0.00 | 127.3532 | 102.0871 | 125.4672 | 96.5323 | 125.4499 | 127.3586 | 72.6619 | 125.4297 | 103.6576 | 125.5166 | 128.6793 | 125.4417 | 131.591 | 132.4105 | 125.51 | 125.4247 | 97.8123 | 97.9152 | 97.9152 | 132.4105 | 109.2645 | 136.4563
2020-05-01 23:05 | 0.00 | 67.8765 | 43.2539 | 67.4298 | 35.8978 | 67.3979 | 67.563 | 17.6945 | 67.3614 | 45.0902 | 67.5255 | 71.6526 | 67.3829 | 81.2515 | 82.1823 | 67.5123 | 68.4994 | 35.3148 | 35.4619 | 35.4619 | 82.1823 | 46.9018 | 86.7834
2020-05-01 23:06 | 0.00 | 6.4517 | 5.5477 | 6.5967 | 5.5403 | 6.5705 | 6.2811 | 5.4707 | 6.5407 | 5.5517 | 6.6762 | 6.9048 | 6.5582 | 8.224 | 8.2829 | 6.6652 | 7.6869 | 5.2519 | 5.3548 | 5.3548 | 8.2829 | 5.3527 | 8.6198
2020-05-01 23:07 | 0.00 | 0 | 0 | 0 | 0 | 0 | 0 | 0 | 0 | 0 | 0 | 0 | 0 | 0 | 0 | 0 | 0 | 0 | 0 | 0 | 0 | 0 | 0
2020-05-01 23:08 | 0.00 | 0 | 0 | 0 | 0 | 0 | 0 | 0 | 0 | 0 | 0 | 0 | 0 | 0 | 0 | 0 | 0 | 0 | 0 | 0 | 0 | 0 | 0
2020-05-01 23:09 | 0.00 | 0 | 0 | 0 | 0 | 0 | 0 | 0 | 0 | 0 | 0 | 0 | 0 | 0 | 0 | 0 | 0 | 0 | 0 | 0 | 0 | 0 | 0
2020-05-01 23:10 | 0.00 | 0 | 0 | 0 | 0 | 0 | 0 | 0 | 0 | 0 | 0 | 0 | 0 | 0 | 0 | 0 | 0 | 0 | 0 | 0 | 0 | 0 | 0
2020-05-01 23:11 | 0.00 | 0 | 0 | 0 | 0 | 0 | 0 | 0 | 0 | 0 | 0 | 0 | 0 | 0 | 0 | 0 | 0 | 0 | 0 | 0 | 0 | 0 | 0
2020-05-01 23:12 | 0.00 | 0 | 0 | 0 | 0 | 0 | 0 | 0 | 0 | 0 | 0 | 0 | 0 | 0 | 0 | 0 | 0 | 0 | 0 | 0 | 0 | 0 | 0
2020-05-01 23:13 | 0.00 | 0 | 0 | 0 | 0 | 0 | 0 | 0 | 0 | 0 | 0 | 0 | 0 | 0 | 0 | 0 | 0 | 0 | 0 | 0 | 0 | 0 | 0
2020-05-01 23:14 | 0.00 | 0 | 0 | 0 | 0 | 0 | 0 | 0 | 0 | 0 | 0 | 0 | 0 | 0 | 0 | 0 | 0 | 0 | 0 | 0 | 0 | 0 | 0
2020-05-01 23:15 | 0.00 | 0 | 0 | 0 | 0 | 0 | 0 | 0 | 0 | 0 | 0 | 0 | 0 | 0 | 0 | 0 | 0 | 0 | 0 | 0 | 0 | 0 | 0
2020-05-01 23:16 | 0.00 | 0 | 0 | 0 | 0 | 0 | 0 | 0 | 0 | 0 | 0 | 0 | 0 | 0 | 0 | 0 | 0 | 0 | 0 | 0 | 0 | 0 | 0
2020-05-01 23:17 | 0.00 | 0 | 0 | 0 | 0 | 0 | 0 | 0 | 0 | 0 | 0 | 0 | 0 | 0 | 0 | 0 | 0 | 0 | 0 | 0 | 0 | 0 | 0
2020-05-01 23:18 | 0.00 | 6.8295 | 10.5905 | 7.4439 | 11.2867 | 7.4243 | 5.9708 | 14.2392 | 7.4021 | 10.372 | 7.503 | 6.9897 | 7.4152 | 6.1188 | 6.001 | 7.4948 | 8.4422 | 9.2952 | 9.3711 | 9.3711 | 6.001 | 8.4243 | 5.4855
2020-05-01 23:19 | 0.00 | 69.4193 | 95.553 | 73.0512 | 101.8573 | 73.0192 | 62.5353 | 121.9695 | 72.9827 | 93.8519 | 73.1471 | 69.1653 | 73.0042 | 57.3885 | 56.4498 | 73.1338 | 74.1253 | 90.7104 | 90.8217 | 90.8217 | 56.4498 | 83.8467 | 51.937
2020-05-01 23:20 | 0.00 | 158.3453 | 185.855 | 160.2101 | 196.1965 | 160.2037 | 150.5589 | 219.8221 | 160.1955 | 183.493 | 160.2253 | 154.4938 | 160.2004 | 129.9895 | 128.7397 | 160.2236 | 159.3464 | 186.6489 | 186.634 | 186.634 | 128.7397 | 178.0738 | 122.6112
2020-05-01 23:21 | 0.00 | 233.6597 | 249.8898 | 232.2883 | 261.014 | 232.3173 | 228.2465 | 278.9048 | 232.3486 | 247.7079 | 232.1909 | 226.9612 | 232.3304 | 197.1069 | 196.1305 | 232.2053 | 229.3361 | 257.0056 | 256.8414 | 256.8414 | 196.1305 | 250.4815 | 191.3234
2020-05-01 23:22 | 0.00 | 285.609 | 289.6731 | 281.6999 | 300.0983 | 281.7615 | 282.5652 | 310.2539 | 281.829 | 287.935 | 281.4995 | 277.4415 | 281.7897 | 246.635 | 246.0593 | 281.5286 | 278.837 | 300.989 | 300.7048 | 300.7048 | 246.0593 | 297.4108 | 243.2075
2020-05-01 23:23 | 0.00 | 318.2696 | 311.3058 | 312.5686 | 320.3271 | 312.6541 | 317.0936 | 322.3945 | 312.7481 | 310.0975 | 312.2926 | 309.5541 | 312.6933 | 279.9231 | 279.7432 | 312.3325 | 310.1552 | 324.9817 | 324.6232 | 324.6232 | 279.7432 | 324.5535 | 278.8209
2020-05-01 23:24 | 0.00 | 328.5754 | 311.8548 | 321.8366 | 318.7254 | 321.9297 | 328.8124 | 312.4141 | 322.0323 | 311.2616 | 321.5362 | 320.2174 | 321.9725 | 293.8996 | 294.0929 | 321.5796 | 319.6044 | 325.9422 | 325.5805 | 325.5805 | 294.0929 | 328.8421 | 294.9959
2020-05-01 23:25 | 0.00 | 314.8059 | 289.6729 | 307.7446 | 293.6977 | 307.8262 | 315.989 | 278.7985 | 307.9158 | 289.7668 | 307.481 | 307.6258 | 307.8635 | 286.4982 | 287.0279 | 307.5191 | 305.2442 | 302.2089 | 301.921 | 301.921 | 287.0279 | 308.6119 | 289.5898
2020-05-01 23:26 | 0.00 | 233.6354 | 212.6411 | 229.2452 | 213.3777 | 229.2785 | 234.0834 | 198 | 229.3145 | 213.1281 | 229.1346 | 230.0454 | 229.2936 | 218.9955 | 219.5154 | 229.1509 | 227.2859 | 218.1891 | 218.0943 | 218.0943 | 219.5154 | 225.0662 | 222.0628
2020-05-01 23:27 | 0.00 | 138.6486 | 129.1011 | 137.6453 | 128.1031 | 137.63 | 137.7154 | 119.2395 | 137.612 | 129.5246 | 137.6885 | 138.4218 | 137.6227 | 135.7645 | 136.022 | 137.6828 | 137.4532 | 127.7447 | 127.8203 | 127.8203 | 136.022 | 132.3029 | 137.3209
2020-05-01 23:28 | 0.00 | 70.0334 | 68.4504 | 70.2039 | 68.136 | 70.1709 | 68.9927 | 66.0345 | 70.1333 | 68.5426 | 70.3029 | 70.312 | 70.1554 | 69.4178 | 69.4327 | 70.2892 | 71.3528 | 66.5249 | 66.6571 | 66.6571 | 69.4327 | 68.0153 | 69.5602
2020-05-01 23:29 | 0.00 | 51.6458 | 41.2355 | 51.7637 | 38.2037 | 51.7279 | 51.0236 | 33.0238 | 51.6871 | 42.0094 | 51.8718 | 53.7207 | 51.7111 | 58.5311 | 58.9494 | 51.8569 | 53.1313 | 37.0553 | 37.2021 | 37.2021 | 58.9494 | 41.9278 | 61.0613
2020-05-01 23:30 | 0.00 | 6.0369 | 5.1389 | 6.1687 | 5.1338 | 6.1424 | 5.8888 | 5.0699 | 6.1126 | 5.142 | 6.2482 | 6.4843 | 6.1301 | 7.8373 | 7.8997 | 6.2372 | 7.2599 | 4.8584 | 4.9614 | 4.9614 | 7.8997 | 4.9511 | 8.2541
2020-05-01 23:31 | 0.00 | 0 | 0 | 0 | 0 | 0 | 0 | 0 | 0 | 0 | 0 | 0 | 0 | 0 | 0 | 0 | 0 | 0 | 0 | 0 | 0 | 0 | 0
2020-05-01 23:32 | 0.00 | 0 | 0 | 0 | 0 | 0 | 0 | 0 | 0 | 0 | 0 | 0 | 0 | 0 | 0 | 0 | 0 | 0 | 0 | 0 | 0 | 0 | 0
2020-05-01 23:33 | 0.00 | 0 | 0 | 0 | 0 | 0 | 0 | 0 | 0 | 0 | 0 | 0 | 0 | 0 | 0 | 0 | 0 | 0 | 0 | 0 | 0 | 0 | 0
2020-05-01 23:34 | 0.00 | 0 | 0 | 0 | 0 | 0 | 0 | 0 | 0 | 0 | 0 | 0 | 0 | 0 | 0 | 0 | 0 | 0 | 0 | 0 | 0 | 0 | 0
2020-05-01 23:35 | 0.00 | 0 | 0 | 0 | 0 | 0 | 0 | 0 | 0 | 0 | 0 | 0 | 0 | 0 | 0 | 0 | 0 | 0 | 0 | 0 | 0 | 0 | 0
2020-05-01 23:36 | 0.00 | 0 | 0 | 0 | 0 | 0 | 0 | 0 | 0 | 0 | 0 | 0 | 0 | 0 | 0 | 0 | 0 | 0 | 0 | 0 | 0 | 0 | 0
2020-05-01 23:37 | 0.00 | 0 | 0 | 0 | 0 | 0 | 0 | 0 | 0 | 0 | 0 | 0 | 0 | 0 | 0 | 0 | 0 | 0 | 0 | 0 | 0 | 0 | 0
2020-05-01 23:38 | 0.00 | 0 | 0 | 0 | 0 | 0 | 0 | 0 | 0 | 0 | 0 | 0 | 0 | 0 | 0 | 0 | 0 | 0 | 0 | 0 | 0 | 0 | 0
2020-05-01 23:39 | 0.00 | 0 | 0 | 0 | 0 | 0 | 0 | 0 | 0 | 0 | 0 | 0 | 0 | 0 | 0 | 0 | 0 | 0 | 0 | 0 | 0 | 0 | 0
2020-05-01 23:40 | 0.00 | 0 | 0 | 0 | 0 | 0 | 0 | 0 | 0 | 0 | 0 | 0 | 0 | 0 | 0 | 0 | 0 | 0 | 0 | 0 | 0 | 0 | 0
2020-05-01 23:41 | 0.00 | 0 | 0 | 0 | 0 | 0 | 0 | 0 | 0 | 0 | 0 | 0 | 0 | 0 | 0 | 0 | 0 | 0 | 0 | 0 | 0 | 0 | 0
2020-05-01 23:42 | 0.00 | 8.1505 | 13.7753 | 9.0311 | 14.8456 | 9.0116 | 6.9526 | 19.373 | 8.9895 | 13.4428 | 9.0901 | 8.3762 | 9.0025 | 7.114 | 6.954 | 9.0819 | 9.9822 | 12.003 | 12.0784 | 12.0784 | 6.954 | 10.6317 | 6.2532
2020-05-01 23:43 | 0.00 | 69.303 | 95.4285 | 72.7715 | 101.9491 | 72.7394 | 62.5787 | 122.3376 | 72.7029 | 93.6937 | 72.8676 | 68.806 | 72.7244 | 56.6228 | 55.6775 | 72.8543 | 73.8502 | 91.1436 | 91.2546 | 91.2546 | 55.6775 | 84.0791 | 51.1377
2020-05-01 23:44 | 0.00 | 158.7036 | 185.8848 | 160.2654 | 196.5055 | 160.259 | 151.227 | 220.3232 | 160.2509 | 183.4875 | 160.2804 | 154.4585 | 160.2558 | 129.3123 | 128.0575 | 160.2787 | 159.3967 | 187.5648 | 187.548 | 187.548 | 128.0575 | 178.788 | 121.9087
2020-05-01 23:45 | 0.00 | 235.7775 | 251.7287 | 234.0661 | 263.2254 | 234.0963 | 230.6555 | 281.4011 | 234.1289 | 249.4956 | 233.9652 | 228.6072 | 234.11 | 197.8076 | 196.8191 | 233.9801 | 231.1117 | 259.8584 | 259.6867 | 259.6867 | 196.8191 | 253.0849 | 191.9549
2020-05-01 23:46 | 0.00 | 287.7357 | 291.3551 | 283.4853 | 302.0947 | 283.5482 | 285.0002 | 312.3834 | 283.6171 | 289.5798 | 283.2807 | 279.1301 | 283.5769 | 247.5051 | 246.9254 | 283.3104 | 280.6431 | 303.6557 | 303.3635 | 303.3635 | 246.9254 | 299.8919 | 244.0568
2020-05-01 23:47 | 0.00 | 318.7029 | 311.238 | 312.6996 | 320.4852 | 312.7852 | 317.8387 | 322.5743 | 312.8793 | 310.0084 | 312.4232 | 309.6266 | 312.8244 | 279.4413 | 279.2633 | 312.4632 | 310.2884 | 325.7799 | 325.4187 | 325.4187 | 279.2633 | 325.2141 | 278.3539
2020-05-01 23:48 | 0.00 | 330.3759 | 313.0119 | 323.2919 | 320.1484 | 323.3863 | 330.9044 | 313.781 | 323.4902 | 312.3956 | 322.9876 | 321.6085 | 323.4296 | 294.5757 | 294.7737 | 323.0316 | 321.0914 | 328.0394 | 327.6708 | 327.6708 | 294.7737 | 330.8442 | 295.7026
2020-05-01 23:49 | 0.00 | 315.2942 | 289.6111 | 307.9826 | 293.7731 | 308.0644 | 316.7312 | 278.7544 | 308.1544 | 289.6993 | 307.718 | 307.8421 | 308.1019 | 286.3615 | 286.8986 | 307.7563 | 305.4961 | 302.8255 | 302.5356 | 302.5356 | 286.8986 | 309.176 | 289.4995
2020-05-01 23:50 | 0.00 | 293.9734 | 259.2208 | 286.5702 | 259.9083 | 286.6354 | 296.139 | 234.7046 | 286.7067 | 260.1126 | 286.3587 | 288.1282 | 286.6651 | 272.6644 | 273.5577 | 286.3894 | 283.7558 | 269.7874 | 269.5908 | 269.5908 | 273.5577 | 280.331 | 277.9131
2020-05-01 23:51 | 0.00 | 236.822 | 196.3791 | 230.6139 | 192.5563 | 230.6421 | 238.9955 | 158.39 | 230.6724 | 198.1284 | 230.5194 | 233.9836 | 230.6548 | 227.6021 | 228.769 | 230.5334 | 227.7161 | 200.9498 | 200.9086 | 200.9086 | 228.769 | 215.5194 | 234.4883
2020-05-01 23:52 | 0.00 | 157.6079 | 116.9731 | 153.8052 | 108.7454 | 153.7962 | 159.0072 | 71.8019 | 153.7853 | 119.3905 | 153.8282 | 158.7683 | 153.7918 | 162.985 | 164.2962 | 153.8254 | 153.1298 | 113.3432 | 113.4328 | 113.4328 | 164.2962 | 130.4123 | 170.7454
2020-05-01 23:53 | 0.00 | 68.7168 | 41.9445 | 68.1431 | 34.6181 | 68.1102 | 68.7021 | 19.5029 | 68.0727 | 43.852 | 68.2419 | 72.948 | 68.0947 | 84.475 | 85.5581 | 68.2283 | 69.2871 | 34.5321 | 34.6794 | 34.6794 | 85.5581 | 46.0303 | 90.9267
2020-05-01 23:54 | 0.00 | 7.8927 | 4.7319 | 8.1403 | 4.5619 | 8.1142 | 7.6993 | 4.5151 | 8.0845 | 4.8504 | 8.2195 | 9.1411 | 8.1019 | 12.8325 | 13.0574 | 8.2085 | 9.2231 | 4.3255 | 4.4286 | 4.4286 | 13.0574 | 4.6003 | 14.2161
2020-05-01 23:55 | 0.00 | 0 | 0 | 0 | 0 | 0 | 0 | 0 | 0 | 0 | 0 | 0 | 0 | 0 | 0 | 0 | 0 | 0 | 0 | 0 | 0 | 0 | 0
2020-05-01 23:56 | 0.00 | 0 | 0 | 0 | 0 | 0 | 0 | 0 | 0 | 0 | 0 | 0 | 0 | 0 | 0 | 0 | 0 | 0 | 0 | 0 | 0 | 0 | 0
2020-05-01 23:57 | 0.00 | 0 | 0 | 0 | 0 | 0 | 0 | 0 | 0 | 0 | 0 | 0 | 0 | 0 | 0 | 0 | 0 | 0 | 0 | 0 | 0 | 0 | 0
2020-05-01 23:58 | 0.00 | 0 | 0 | 0 | 0 | 0 | 0 | 0 | 0 | 0 | 0 | 0 | 0 | 0 | 0 | 0 | 0 | 0 | 0 | 0 | 0 | 0 | 0
2020-05-01 23:59 | 0.00 | 0 | 0 | 0 | 0 | 0 | 0 | 0 | 0 | 0 | 0 | 0 | 0 | 0 | 0 | 0 | 0 | 0 | 0 | 0 | 0 | 0 | 0
2020-05-02 | 0.00 | 0 | 0 | 0 | 0 | 0 | 0 | 0 | 0 | 0 | 0 | 0 | 0 | 0 | 0 | 0 | 0 | 0 | 0 | 0 | 0 | 0 | 0
2020-05-02 00:01 | 0.00 | 0 | 0 | 0 | 0 | 0 | 0 | 0 | 0 | 0 | 0 | 0 | 0 | 0 | 0 | 0 | 0 | 0 | 0 | 0 | 0 | 0 | 0
2020-05-02 00:02 | 0.00 | 0 | 0 | 0 | 0 | 0 | 0 | 0 | 0 | 0 | 0 | 0 | 0 | 0 | 0 | 0 | 0 | 0 | 0 | 0 | 0 | 0 | 0
2020-05-02 00:03 | 0.00 | 0 | 0 | 0 | 0 | 0 | 0 | 0 | 0 | 0 | 0 | 0 | 0 | 0 | 0 | 0 | 0 | 0 | 0 | 0 | 0 | 0 | 0
2020-05-02 00:04 | 0.00 | 0 | 0 | 0 | 0 | 0 | 0 | 0 | 0 | 0 | 0 | 0 | 0 | 0 | 0 | 0 | 0 | 0 | 0 | 0 | 0 | 0 | 0
2020-05-02 00:05 | 0.00 | 0 | 0 | 0 | 0 | 0 | 0 | 0 | 0 | 0 | 0 | 0 | 0 | 0 | 0 | 0 | 0 | 0 | 0 | 0 | 0 | 0 | 0
2020-05-02 00:06 | 0.00 | 7.7721 | 13.5664 | 8.648 | 14.7124 | 8.6285 | 6.5742 | 19.453 | 8.6063 | 13.217 | 8.707 | 7.9647 | 8.6193 | 6.6282 | 6.4657 | 8.6988 | 9.6162 | 11.8616 | 11.937 | 11.937 | 6.4657 | 10.3988 | 5.7577
2020-05-02 00:07 | 0.00 | 67.9216 | 92.6496 | 71.0586 | 99.0297 | 71.0262 | 61.6692 | 118.5565 | 70.9893 | 90.9752 | 71.1559 | 67.2196 | 71.011 | 55.2427 | 54.3379 | 71.1424 | 72.1648 | 89.073 | 89.1861 | 89.1861 | 54.3379 | 82.2186 | 49.9992
2020-05-02 00:08 | 0.00 | 153.364 | 178.4051 | 154.5527 | 188.5804 | 154.544 | 146.6131 | 210.9421 | 154.5334 | 176.1351 | 154.5749 | 149.0429 | 154.5397 | 124.9059 | 123.7281 | 154.5722 | 153.858 | 180.6997 | 180.6952 | 180.6952 | 123.7281 | 172.3731 | 117.9644
2020-05-02 00:09 | 0.00 | 231.1469 | 246.1643 | 229.1905 | 257.5513 | 229.2178 | 226.4771 | 275.2452 | 229.2471 | 243.9735 | 229.0988 | 223.8269 | 229.2301 | 193.3779 | 192.418 | 229.1124 | 226.2938 | 254.8595 | 254.7004 | 254.7004 | 192.418 | 248.1576 | 187.7018
2020-05-02 00:10 | 0.00 | 285.1644 | 288.2703 | 280.6637 | 299.1214 | 280.7246 | 282.7638 | 309.3409 | 280.7912 | 286.4919 | 280.4657 | 276.293 | 280.7524 | 244.4749 | 243.9019 | 280.4945 | 277.7908 | 301.27 | 300.9849 | 300.9849 | 243.9019 | 297.4117 | 241.0722
2020-05-02 00:11 | 0.00 | 317.7983 | 309.835 | 311.5037 | 319.2915 | 311.5883 | 317.2405 | 321.387 | 311.6813 | 308.5869 | 311.2304 | 308.3771 | 311.6271 | 277.7111 | 277.5351 | 311.2699 | 309.0705 | 325.204 | 324.8447 | 324.8447 | 277.5351 | 324.5113 | 276.6407
2020-05-02 00:12 | 0.00 | 329.2981 | 311.3441 | 321.8962 | 318.6974 | 321.9894 | 330.154 | 312.2887 | 322.092 | 310.7108 | 321.5957 | 320.1606 | 322.0322 | 292.6043 | 292.8059 | 321.6391 | 319.6651 | 327.2643 | 326.8984 | 326.8984 | 292.8059 | 329.951 | 293.758
2020-05-02 00:13 | 0.00 | 318.3695 | 291.592 | 310.5568 | 296.1015 | 310.6407 | 320.2197 | 280.8357 | 310.7328 | 291.6575 | 310.286 | 310.3487 | 310.6791 | 287.8455 | 288.3964 | 310.3252 | 308.1061 | 306.134 | 305.8343 | 305.8343 | 288.3964 | 312.42 | 291.068
2020-05-02 00:14 | 0.00 | 289.1373 | 254.2719 | 281.5125 | 255.1736 | 281.574 | 291.594 | 230.3512 | 281.6413 | 255.1324 | 281.3125 | 282.9953 | 281.6021 | 267.207 | 268.0902 | 281.3416 | 278.6487 | 265.5801 | 265.3941 | 265.3941 | 268.0902 | 275.8509 | 272.4053
2020-05-02 00:15 | 0.00 | 236.5442 | 195.377 | 229.9977 | 191.7518 | 230.0255 | 239.0804 | 157.4681 | 230.0554 | 197.117 | 229.9044 | 233.3354 | 230.0381 | 226.4901 | 227.6666 | 229.9182 | 227.1049 | 200.9216 | 200.8806 | 200.8806 | 227.6666 | 215.3813 | 233.4368
2020-05-02 00:16 | 0.00 | 157.2915 | 115.9836 | 153.1644 | 107.9423 | 153.1552 | 159.0564 | 70.9266 | 153.144 | 118.3918 | 153.1881 | 158.0958 | 153.1507 | 161.9039 | 163.2238 | 153.1852 | 152.5062 | 113.2997 | 113.3893 | 113.3893 | 163.2238 | 130.2533 | 169.7184
2020-05-02 00:17 | 0.00 | 67.4934 | 41.4058 | 66.7185 | 34.5351 | 66.6854 | 67.7167 | 20.1541 | 66.6476 | 43.2196 | 66.8181 | 71.3022 | 66.6698 | 82.0467 | 83.0911 | 66.8044 | 67.8815 | 34.8043 | 34.9516 | 34.9516 | 83.0911 | 45.7986 | 88.2735
2020-05-02 00:18 | 0.00 | 6.893 | 3.0352 | 7.1498 | 2.8958 | 7.1237 | 6.7582 | 2.8752 | 7.0939 | 3.1544 | 7.2291 | 8.4558 | 7.1114 | 13.2919 | 13.5987 | 7.2181 | 8.2349 | 2.7375 | 2.8223 | 2.8223 | 13.5987 | 2.9725 | 15.1849
2020-05-02 00:19 | 0.00 | 0 | 0 | 0 | 0 | 0 | 0 | 0 | 0 | 0 | 0 | 0 | 0 | 0 | 0 | 0 | 0 | 0 | 0 | 0 | 0 | 0 | 0
2020-05-02 00:20 | 0.00 | 0 | 0 | 0 | 0 | 0 | 0 | 0 | 0 | 0 | 0 | 0 | 0 | 0 | 0 | 0 | 0 | 0 | 0 | 0 | 0 | 0 | 0
2020-05-02 00:21 | 0.00 | 0 | 0 | 0 | 0 | 0 | 0 | 0 | 0 | 0 | 0 | 0 | 0 | 0 | 0 | 0 | 0 | 0 | 0 | 0 | 0 | 0 | 0
2020-05-02 00:22 | 0.00 | 0 | 0 | 0 | 0 | 0 | 0 | 0 | 0 | 0 | 0 | 0 | 0 | 0 | 0 | 0 | 0 | 0 | 0 | 0 | 0 | 0 | 0
2020-05-02 00:23 | 0.00 | 0 | 0 | 0 | 0 | 0 | 0 | 0 | 0 | 0 | 0 | 0 | 0 | 0 | 0 | 0 | 0 | 0 | 0 | 0 | 0 | 0 | 0
2020-05-02 00:24 | 0.00 | 0 | 0 | 0 | 0 | 0 | 0 | 0 | 0 | 0 | 0 | 0 | 0 | 0 | 0 | 0 | 0 | 0 | 0 | 0 | 0 | 0 | 0
2020-05-02 00:25 | 0.00 | 0 | 0 | 0 | 0 | 0 | 0 | 0 | 0 | 0 | 0 | 0 | 0 | 0 | 0 | 0 | 0 | 0 | 0 | 0 | 0 | 0 | 0
2020-05-02 00:26 | 0.00 | 0 | 0 | 0 | 0 | 0 | 0 | 0 | 0 | 0 | 0 | 0 | 0 | 0 | 0 | 0 | 0 | 0 | 0 | 0 | 0 | 0 | 0
2020-05-02 00:27 | 0.00 | 0 | 0 | 0 | 0 | 0 | 0 | 0 | 0 | 0 | 0 | 0 | 0 | 0 | 0 | 0 | 0 | 0 | 0 | 0 | 0 | 0 | 0
2020-05-02 00:28 | 0.00 | 0 | 0 | 0 | 0 | 0 | 0 | 0 | 0 | 0 | 0 | 0 | 0 | 0 | 0 | 0 | 0 | 0 | 0 | 0 | 0 | 0 | 0
2020-05-02 00:29 | 0.00 | 0 | 0 | 0 | 0 | 0 | 0 | 0 | 0 | 0 | 0 | 0 | 0 | 0 | 0 | 0 | 0 | 0 | 0 | 0 | 0 | 0 | 0
2020-05-02 00:30 | 0.00 | 8.1174 | 13.2489 | 8.8709 | 14.3148 | 8.8514 | 7.0513 | 18.5952 | 8.8292 | 12.9303 | 8.9299 | 8.2492 | 8.8422 | 6.9897 | 6.8432 | 8.9217 | 9.9167 | 11.7839 | 11.8594 | 11.8594 | 6.8432 | 10.4746 | 6.2069
2020-05-02 00:31 | 0.00 | 67.4344 | 90.6917 | 70.2276 | 96.9371 | 70.1951 | 61.6457 | 115.5796 | 70.158 | 89.0787 | 70.3253 | 66.5186 | 70.1798 | 54.7045 | 53.8412 | 70.3118 | 71.3444 | 87.8295 | 87.9435 | 87.9435 | 53.8412 | 81.2148 | 49.7068
2020-05-02 00:32 | 0.00 | 152.8807 | 177.3674 | 153.7753 | 187.6806 | 153.7663 | 146.4849 | 209.9216 | 153.7553 | 175.0901 | 153.7985 | 148.2285 | 153.7619 | 123.6838 | 122.5084 | 153.7957 | 153.1048 | 180.4664 | 180.4623 | 180.4623 | 122.5084 | 172.0389 | 116.7591
2020-05-02 00:33 | 0.00 | 231.2708 | 245.8198 | 229.0032 | 257.4374 | 229.0304 | 226.9377 | 275.1901 | 229.0596 | 243.6053 | 228.9118 | 223.5738 | 229.0426 | 192.5587 | 191.5984 | 228.9253 | 226.1168 | 255.3956 | 255.2351 | 255.2351 | 191.5984 | 248.5385 | 186.8843
2020-05-02 00:34 | 0.00 | 284.3751 | 286.9929 | 279.6038 | 297.9958 | 279.6638 | 282.3089 | 308.1922 | 279.7296 | 285.2036 | 279.4082 | 275.1987 | 279.6913 | 243.0226 | 242.4531 | 279.4366 | 276.7187 | 300.7588 | 300.4753 | 300.4753 | 242.4531 | 296.7801 | 239.6445
2020-05-02 00:35 | 0.00 | 311.7031 | 303.5417 | 305.3402 | 312.9053 | 305.4198 | 311.4242 | 314.9445 | 305.5072 | 302.3132 | 305.0828 | 302.253 | 305.4562 | 272.0209 | 271.8497 | 305.12 | 302.7961 | 319.1622 | 318.8224 | 318.8224 | 271.8497 | 318.3832 | 270.9865
2020-05-02 00:36 | 0.00 | 327.6952 | 309.4796 | 320.1177 | 316.9262 | 320.2095 | 328.8383 | 310.5822 | 320.3105 | 308.8392 | 319.8218 | 318.3618 | 320.2516 | 290.7036 | 290.9066 | 319.8645 | 317.8544 | 325.9895 | 325.6275 | 325.6275 | 290.9066 | 328.5194 | 291.8697
2020-05-02 00:37 | 0.00 | 312.3029 | 285.7667 | 304.4352 | 290.3461 | 304.5141 | 314.3945 | 275.4732 | 304.6008 | 285.815 | 304.18 | 304.1838 | 304.5503 | 281.8511 | 282.3886 | 304.217 | 301.8781 | 300.7028 | 300.4194 | 300.4194 | 282.3886 | 306.6927 | 285.0029
2020-05-02 00:38 | 0.00 | 281.1094 | 247.0195 | 273.5064 | 248.0617 | 273.562 | 283.76 | 224.0774 | 273.6228 | 247.8371 | 273.325 | 274.8908 | 273.5874 | 259.2964 | 260.1488 | 273.3514 | 270.5563 | 258.6759 | 258.508 | 258.508 | 260.1488 | 268.4596 | 264.3214
2020-05-02 00:39 | 0.00 | 232.3444 | 191.5008 | 225.6506 | 188.1393 | 225.6757 | 235.1443 | 154.5481 | 225.7026 | 193.1914 | 225.5657 | 228.8759 | 225.687 | 221.7758 | 222.931 | 225.5783 | 222.7795 | 197.7812 | 197.7468 | 197.7468 | 222.931 | 211.8023 | 228.6033
2020-05-02 00:40 | 0.00 | 148.8633 | 110.9208 | 144.8499 | 103.865 | 144.8378 | 150.6922 | 70.4114 | 144.8234 | 113.0813 | 144.8827 | 149.2658 | 144.832 | 152.1807 | 153.379 | 144.8785 | 144.4109 | 109.2306 | 109.3241 | 109.3241 | 153.379 | 124.4956 | 159.2861
2020-05-02 00:41 | 0.00 | 62.4728 | 38.1631 | 61.5238 | 31.9717 | 61.4899 | 62.9255 | 18.7354 | 61.4512 | 39.8137 | 61.626 | 65.6725 | 61.4739 | 75.1017 | 76.056 | 61.6119 | 62.7484 | 32.5585 | 32.7066 | 32.7066 | 76.056 | 42.6725 | 80.8005
2020-05-02 00:42 | 0.00 | 5.3724 | 4.9111 | 5.4155 | 4.8976 | 5.3958 | 5.2875 | 4.8361 | 5.3735 | 4.926 | 5.4787 | 5.523 | 5.3866 | 5.9768 | 5.992 | 5.4676 | 6.4917 | 4.6601 | 4.7372 | 4.7372 | 5.992 | 4.7666 | 6.1018
2020-05-02 00:43 | 0.00 | 0 | 0 | 0 | 0 | 0 | 0 | 0 | 0 | 0 | 0 | 0 | 0 | 0 | 0 | 0 | 0 | 0 | 0 | 0 | 0 | 0 | 0
2020-05-02 00:44 | 0.00 | 0 | 0 | 0 | 0 | 0 | 0 | 0 | 0 | 0 | 0 | 0 | 0 | 0 | 0 | 0 | 0 | 0 | 0 | 0 | 0 | 0 | 0
2020-05-02 00:45 | 0.00 | 0 | 0 | 0 | 0 | 0 | 0 | 0 | 0 | 0 | 0 | 0 | 0 | 0 | 0 | 0 | 0 | 0 | 0 | 0 | 0 | 0 | 0
2020-05-02 00:46 | 0.00 | 0 | 0 | 0 | 0 | 0 | 0 | 0 | 0 | 0 | 0 | 0 | 0 | 0 | 0 | 0 | 0 | 0 | 0 | 0 | 0 | 0 | 0
2020-05-02 00:47 | 0.00 | 0 | 0 | 0 | 0 | 0 | 0 | 0 | 0 | 0 | 0 | 0 | 0 | 0 | 0 | 0 | 0 | 0 | 0 | 0 | 0 | 0 | 0
2020-05-02 00:48 | 0.00 | 0 | 0 | 0 | 0 | 0 | 0 | 0 | 0 | 0 | 0 | 0 | 0 | 0 | 0 | 0 | 0 | 0 | 0 | 0 | 0 | 0 | 0
2020-05-02 00:49 | 0.00 | 0 | 0 | 0 | 0 | 0 | 0 | 0 | 0 | 0 | 0 | 0 | 0 | 0 | 0 | 0 | 0 | 0 | 0 | 0 | 0 | 0 | 0
2020-05-02 00:50 | 0.00 | 0 | 0 | 0 | 0 | 0 | 0 | 0 | 0 | 0 | 0 | 0 | 0 | 0 | 0 | 0 | 0 | 0 | 0 | 0 | 0 | 0 | 0
2020-05-02 00:51 | 0.00 | 0 | 0 | 0 | 0 | 0 | 0 | 0 | 0 | 0 | 0 | 0 | 0 | 0 | 0 | 0 | 0 | 0 | 0 | 0 | 0 | 0 | 0
2020-05-02 00:52 | 0.00 | 0 | 0 | 0 | 0 | 0 | 0 | 0 | 0 | 0 | 0 | 0 | 0 | 0 | 0 | 0 | 0 | 0 | 0 | 0 | 0 | 0 | 0
2020-05-02 00:53 | 0.00 | 0 | 0 | 0 | 0 | 0 | 0 | 0 | 0 | 0 | 0 | 0 | 0 | 0 | 0 | 0 | 0 | 0 | 0 | 0 | 0 | 0 | 0
2020-05-02 00:54 | 0.00 | 7.9268 | 16.2138 | 9.0737 | 17.984 | 9.0476 | 6.3644 | 25.0061 | 9.018 | 15.6929 | 9.1527 | 8.0747 | 9.0354 | 6.1032 | 5.889 | 9.1417 | 10.1511 | 14.1761 | 14.2766 | 14.2766 | 5.889 | 11.9101 | 4.9585
2020-05-02 00:55 | 0.00 | 67.0114 | 90.6794 | 69.7074 | 97.2214 | 69.6748 | 61.3017 | 116.4977 | 69.6375 | 89.0081 | 69.8055 | 65.8766 | 69.6594 | 53.6063 | 52.7278 | 69.792 | 70.8345 | 88.2668 | 88.3808 | 88.3808 | 52.7278 | 81.3382 | 48.5279
2020-05-02 00:56 | 0.00 | 149.3321 | 172.253 | 149.919 | 182.2962 | 149.9085 | 143.4942 | 203.5592 | 149.8958 | 170.0599 | 149.9469 | 144.5727 | 149.9033 | 120.6625 | 119.5425 | 149.9434 | 149.3624 | 175.9073 | 175.9111 | 175.9111 | 119.5425 | 167.7715 | 114.0712
2020-05-02 00:57 | 0.00 | 225.551 | 239.1331 | 223.106 | 250.4733 | 223.1296 | 221.6744 | 267.5269 | 223.1548 | 236.9868 | 223.0259 | 217.8224 | 223.1402 | 187.4631 | 186.5338 | 223.0378 | 220.2671 | 249.0537 | 248.9095 | 248.9095 | 186.5338 | 242.3444 | 181.9777
2020-05-02 00:58 | 0.00 | 273.7332 | 275.7037 | 268.9851 | 286.2132 | 269.0377 | 272.0591 | 295.7379 | 269.0951 | 274.0079 | 268.8133 | 264.7924 | 269.0616 | 234.0078 | 233.4705 | 268.8384 | 266.0088 | 289.3164 | 289.0661 | 289.0661 | 233.4705 | 285.5031 | 230.8299
2020-05-02 00:59 | 0.00 | 309.5232 | 301.0094 | 302.9896 | 310.3806 | 303.0673 | 309.5987 | 312.3834 | 303.1527 | 299.788 | 302.738 | 299.9155 | 303.1029 | 269.7211 | 269.5552 | 302.7744 | 300.4094 | 317.1783 | 316.8447 | 316.8447 | 269.5552 | 316.2699 | 268.7232
2020-05-02 01:00 | 0.00 | 320.1633 | 302.2271 | 312.6252 | 309.5749 | 312.7106 | 321.5702 | 303.5082 | 312.8046 | 301.5941 | 312.3492 | 310.8876 | 312.7498 | 283.8407 | 284.0364 | 312.3891 | 310.208 | 318.8771 | 318.5382 | 318.5382 | 284.0364 | 321.1558 | 284.9722
2020-05-02 01:01 | 0.00 | 312.6446 | 285.8819 | 304.5964 | 290.6003 | 304.6754 | 315.0439 | 275.8204 | 304.7621 | 285.9173 | 304.3409 | 304.3137 | 304.7115 | 281.8272 | 282.3668 | 304.3778 | 302.0383 | 301.5386 | 301.2529 | 301.2529 | 282.3668 | 307.3103 | 284.9926
2020-05-02 01:02 | 0.00 | 277.7916 | 244.8625 | 270.401 | 245.9342 | 270.4556 | 280.4749 | 222.7446 | 270.5153 | 245.6467 | 270.2228 | 271.7145 | 270.4806 | 256.6444 | 257.4665 | 270.2487 | 267.5807 | 256.4738 | 256.3082 | 256.3082 | 257.4665 | 265.788 | 261.4864
2020-05-02 01:03 | 0.00 | 214.2438 | 180.8366 | 208.6575 | 178.3893 | 208.6759 | 216.4277 | 151.0029 | 208.6954 | 182.1758 | 208.5939 | 211.1721 | 208.6841 | 204.4977 | 205.4268 | 208.6035 | 206.4354 | 186.3195 | 186.3002 | 186.3002 | 205.4268 | 197.7262 | 209.9928
2020-05-02 01:04 | 0.00 | 129.8221 | 99.5775 | 126.5529 | 94.0773 | 126.5355 | 131.2659 | 67.2501 | 126.5153 | 101.2823 | 126.6024 | 129.9788 | 126.5272 | 131.8594 | 132.793 | 126.5958 | 126.5148 | 98.4159 | 98.5206 | 98.5206 | 132.793 | 110.567 | 137.4057
2020-05-02 01:05 | 0.00 | 38.6673 | 32.2825 | 38.4077 | 30.686 | 38.3708 | 38.506 | 26.1048 | 38.3288 | 32.7066 | 38.5191 | 39.3278 | 38.3535 | 40.9489 | 41.1488 | 38.5037 | 39.8551 | 30.3205 | 30.4694 | 30.4694 | 41.1488 | 33.3304 | 42.1917
2020-05-02 01:06 | 0.00 | 1.9233 | 1.8792 | 1.9341 | 1.8789 | 1.9143 | 1.8912 | 1.8463 | 1.8919 | 1.8798 | 1.994 | 1.9089 | 1.9051 | 1.958 | 1.941 | 1.9857 | 2.8945 | 1.7072 | 1.7846 | 1.7846 | 1.941 | 1.7559 | 1.8909
2020-05-02 01:07 | 0.00 | 0 | 0 | 0 | 0 | 0 | 0 | 0 | 0 | 0 | 0 | 0 | 0 | 0 | 0 | 0 | 0 | 0 | 0 | 0 | 0 | 0 | 0
2020-05-02 01:08 | 0.00 | 0 | 0 | 0 | 0 | 0 | 0 | 0 | 0 | 0 | 0 | 0 | 0 | 0 | 0 | 0 | 0 | 0 | 0 | 0 | 0 | 0 | 0
2020-05-02 01:09 | 0.00 | 0 | 0 | 0 | 0 | 0 | 0 | 0 | 0 | 0 | 0 | 0 | 0 | 0 | 0 | 0 | 0 | 0 | 0 | 0 | 0 | 0 | 0
2020-05-02 01:10 | 0.00 | 0 | 0 | 0 | 0 | 0 | 0 | 0 | 0 | 0 | 0 | 0 | 0 | 0 | 0 | 0 | 0 | 0 | 0 | 0 | 0 | 0 | 0
2020-05-02 01:11 | 0.00 | 0 | 0 | 0 | 0 | 0 | 0 | 0 | 0 | 0 | 0 | 0 | 0 | 0 | 0 | 0 | 0 | 0 | 0 | 0 | 0 | 0 | 0
2020-05-02 01:12 | 0.00 | 0 | 0 | 0 | 0 | 0 | 0 | 0 | 0 | 0 | 0 | 0 | 0 | 0 | 0 | 0 | 0 | 0 | 0 | 0 | 0 | 0 | 0
2020-05-02 01:13 | 0.00 | 0 | 0 | 0 | 0 | 0 | 0 | 0 | 0 | 0 | 0 | 0 | 0 | 0 | 0 | 0 | 0 | 0 | 0 | 0 | 0 | 0 | 0
2020-05-02 01:14 | 0.00 | 0 | 0 | 0 | 0 | 0 | 0 | 0 | 0 | 0 | 0 | 0 | 0 | 0 | 0 | 0 | 0 | 0 | 0 | 0 | 0 | 0 | 0
2020-05-02 01:15 | 0.00 | 0 | 0 | 0 | 0 | 0 | 0 | 0 | 0 | 0 | 0 | 0 | 0 | 0 | 0 | 0 | 0 | 0 | 0 | 0 | 0 | 0 | 0
2020-05-02 01:16 | 0.00 | 0 | 0 | 0 | 0 | 0 | 0 | 0 | 0 | 0 | 0 | 0 | 0 | 0 | 0 | 0 | 0 | 0 | 0 | 0 | 0 | 0 | 0
2020-05-02 01:17 | 0.00 | 0 | 0 | 0 | 0 | 0 | 0 | 0 | 0 | 0 | 0 | 0 | 0 | 0 | 0 | 0 | 0 | 0 | 0 | 0 | 0 | 0 | 0
2020-05-02 01:18 | 0.00 | 6.2102 | 9.125 | 6.6186 | 9.7777 | 6.5991 | 5.5924 | 12.2336 | 6.5768 | 8.9378 | 6.678 | 6.2285 | 6.5899 | 5.4141 | 5.3211 | 6.6697 | 7.4288 | 8.3388 | 8.415 | 8.415 | 5.3211 | 7.572 | 4.928
2020-05-02 01:19 | 0.00 | 66.2738 | 88.2703 | 68.5998 | 94.6327 | 68.567 | 61.0518 | 112.8162 | 68.5295 | 86.6738 | 68.6984 | 64.9151 | 68.5515 | 52.8104 | 51.9751 | 68.6848 | 69.7386 | 86.6185 | 86.7333 | 86.7333 | 51.9751 | 79.9918 | 47.9833
2020-05-02 01:20 | 0.00 | 148.0537 | 170.0521 | 148.3432 | 180.1025 | 148.3322 | 142.6284 | 200.9737 | 148.319 | 167.8823 | 148.3728 | 143.0477 | 148.3268 | 119.0997 | 118.0034 | 148.369 | 147.8249 | 174.4044 | 174.4102 | 174.4102 | 118.0034 | 166.3174 | 112.6529
2020-05-02 01:21 | 0.00 | 223.0423 | 235.8522 | 220.3397 | 247.1998 | 220.3619 | 219.5503 | 263.9497 | 220.3855 | 233.7256 | 220.2643 | 215.0988 | 220.3718 | 184.7676 | 183.8582 | 220.2756 | 217.5844 | 246.4087 | 246.2705 | 246.2705 | 183.8582 | 239.7107 | 179.4051
2020-05-02 01:22 | 0.00 | 274.5152 | 276.0726 | 269.4612 | 286.8476 | 269.5141 | 273.1391 | 296.4812 | 269.5718 | 274.3464 | 269.2886 | 265.188 | 269.5382 | 233.7412 | 233.201 | 269.3137 | 266.4833 | 290.5678 | 290.3142 | 290.3142 | 233.201 | 286.5863 | 230.5499
2020-05-02 01:23 | 0.00 | 309.9605 | 300.9468 | 303.1216 | 310.5564 | 303.1995 | 310.3372 | 312.587 | 303.285 | 299.7023 | 302.8698 | 299.9845 | 303.2351 | 269.2045 | 269.0401 | 302.9062 | 300.5418 | 317.985 | 317.6489 | 317.6489 | 269.0401 | 316.9413 | 268.2191
2020-05-02 01:24 | 0.00 | 322.822 | 304.1184 | 314.8931 | 311.759 | 314.9804 | 324.5611 | 305.5892 | 315.0765 | 303.4618 | 314.6111 | 313.09 | 315.0204 | 285.2316 | 285.4349 | 314.6519 | 312.5194 | 321.8324 | 321.484 | 321.484 | 285.4349 | 324.0177 | 286.4104
2020-05-02 01:25 | 0.00 | 308.4722 | 281.9958 | 300.4473 | 286.7019 | 300.5239 | 310.9912 | 272.2129 | 300.6081 | 282.0251 | 300.1992 | 300.1521 | 300.559 | 277.9633 | 278.4939 | 300.2351 | 297.9064 | 297.7538 | 297.4761 | 297.4761 | 278.4939 | 303.3364 | 281.078
2020-05-02 01:26 | 0.00 | 259.7101 | 229.6143 | 252.6837 | 231.0047 | 252.7266 | 262.3159 | 210.5055 | 252.7732 | 230.263 | 252.5427 | 253.7263 | 252.7461 | 238.9981 | 239.7253 | 252.5633 | 249.8466 | 240.9691 | 240.8391 | 240.8391 | 239.7253 | 249.201 | 243.2993
2020-05-02 01:27 | 0.00 | 172.7844 | 151.5695 | 169.2599 | 150.2012 | 169.2574 | 173.7124 | 133.0517 | 169.2536 | 152.3845 | 169.2626 | 170.7738 | 169.2559 | 165.6192 | 166.1905 | 169.2627 | 168.0964 | 154.4744 | 154.512 | 154.512 | 166.1905 | 161.9863 | 169.0278
2020-05-02 01:28 | 0.00 | 110.122 | 88.8476 | 107.5049 | 85.5913 | 107.484 | 111.1719 | 67.0051 | 107.4597 | 89.9541 | 107.566 | 109.6693 | 107.474 | 109.4732 | 110.0969 | 107.5577 | 107.7419 | 88.9912 | 89.0992 | 89.0992 | 110.0969 | 97.2532 | 113.2014
2020-05-02 01:29 | 0.00 | 47.4085 | 33.3826 | 46.4369 | 30.0742 | 46.4018 | 47.8856 | 19.7921 | 46.3618 | 34.2834 | 46.5428 | 48.4168 | 46.3853 | 51.8449 | 52.3103 | 46.5281 | 47.7499 | 30.935 | 31.0832 | 31.0832 | 52.3103 | 36.9062 | 54.6517
2020-05-02 01:30 | 0.00 | 2.5625 | 2.5057 | 2.5754 | 2.5054 | 2.5556 | 2.5207 | 2.466 | 2.5332 | 2.5068 | 2.6352 | 2.5511 | 2.5464 | 2.5873 | 2.5704 | 2.6269 | 3.3986 | 2.3181 | 2.3955 | 2.3955 | 2.5704 | 2.3756 | 2.5205
2020-05-02 01:31 | 0.00 | 0 | 0 | 0 | 0 | 0 | 0 | 0 | 0 | 0 | 0 | 0 | 0 | 0 | 0 | 0 | 0 | 0 | 0 | 0 | 0 | 0 | 0
2020-05-02 01:32 | 0.00 | 0 | 0 | 0 | 0 | 0 | 0 | 0 | 0 | 0 | 0 | 0 | 0 | 0 | 0 | 0 | 0 | 0 | 0 | 0 | 0 | 0 | 0
2020-05-02 01:33 | 0.00 | 0 | 0 | 0 | 0 | 0 | 0 | 0 | 0 | 0 | 0 | 0 | 0 | 0 | 0 | 0 | 0 | 0 | 0 | 0 | 0 | 0 | 0
2020-05-02 01:34 | 0.00 | 0 | 0 | 0 | 0 | 0 | 0 | 0 | 0 | 0 | 0 | 0 | 0 | 0 | 0 | 0 | 0 | 0 | 0 | 0 | 0 | 0 | 0
2020-05-02 01:35 | 0.00 | 0 | 0 | 0 | 0 | 0 | 0 | 0 | 0 | 0 | 0 | 0 | 0 | 0 | 0 | 0 | 0 | 0 | 0 | 0 | 0 | 0 | 0
2020-05-02 01:36 | 0.00 | 0 | 0 | 0 | 0 | 0 | 0 | 0 | 0 | 0 | 0 | 0 | 0 | 0 | 0 | 0 | 0 | 0 | 0 | 0 | 0 | 0 | 0
2020-05-02 01:37 | 0.00 | 0 | 0 | 0 | 0 | 0 | 0 | 0 | 0 | 0 | 0 | 0 | 0 | 0 | 0 | 0 | 0 | 0 | 0 | 0 | 0 | 0 | 0
2020-05-02 01:38 | 0.00 | 0 | 0 | 0 | 0 | 0 | 0 | 0 | 0 | 0 | 0 | 0 | 0 | 0 | 0 | 0 | 0 | 0 | 0 | 0 | 0 | 0 | 0
2020-05-02 01:39 | 0.00 | 0 | 0 | 0 | 0 | 0 | 0 | 0 | 0 | 0 | 0 | 0 | 0 | 0 | 0 | 0 | 0 | 0 | 0 | 0 | 0 | 0 | 0
2020-05-02 01:40 | 0.00 | 0 | 0 | 0 | 0 | 0 | 0 | 0 | 0 | 0 | 0 | 0 | 0 | 0 | 0 | 0 | 0 | 0 | 0 | 0 | 0 | 0 | 0
2020-05-02 01:41 | 0.00 | 0 | 0 | 0 | 0 | 0 | 0 | 0 | 0 | 0 | 0 | 0 | 0 | 0 | 0 | 0 | 0 | 0 | 0 | 0 | 0 | 0 | 0
2020-05-02 01:42 | 0.00 | 6.881 | 9.0667 | 7.1867 | 9.5733 | 7.1605 | 6.396 | 11.4276 | 7.1307 | 8.9233 | 7.266 | 6.8663 | 7.1482 | 6.2211 | 6.1397 | 7.255 | 8.2729 | 8.3995 | 8.4911 | 8.4911 | 6.1397 | 7.8374 | 5.8193
2020-05-02 01:43 | 0.00 | 52.5165 | 71.2459 | 54.6094 | 76.438 | 54.5741 | 48.1634 | 91.8173 | 54.5339 | 69.9194 | 54.7157 | 51.588 | 54.5575 | 42.2451 | 41.563 | 54.701 | 55.9343 | 69.4351 | 69.5628 | 69.5628 | 41.563 | 63.8572 | 38.3425
2020-05-02 01:44 | 0.00 | 71.5887 | 72.7809 | 71.8835 | 73.3953 | 71.851 | 70.2373 | 73.9503 | 71.8138 | 72.6522 | 71.9812 | 71.4916 | 71.8357 | 69.039 | 68.9427 | 71.9677 | 73.0009 | 71.3795 | 71.508 | 71.508 | 68.9427 | 71.7166 | 68.5249
2020-05-02 01:45 | 0.00 | 121.0514 | 122.8291 | 121.1146 | 124.4372 | 121.0937 | 119.0669 | 125.9055 | 121.0695 | 122.5302 | 121.1753 | 120.3198 | 121.0838 | 114.7534 | 114.6065 | 121.1671 | 121.3445 | 122.0127 | 122.0953 | 122.0953 | 114.6065 | 122.1816 | 113.9255
2020-05-02 01:46 | 0.00 | 147.3633 | 147.5423 | 147.205 | 149.0238 | 147.1929 | 145.3503 | 149.1999 | 147.1784 | 147.3076 | 147.2382 | 146.5624 | 147.187 | 140.6125 | 140.5227 | 147.2339 | 146.7728 | 146.7922 | 146.8435 | 146.8435 | 140.5227 | 147.5998 | 140.1109
2020-05-02 01:47 | 0.00 | 117.3078 | 117.0661 | 117.6555 | 117.3304 | 117.6335 | 115.4887 | 116.2399 | 117.6082 | 117.0316 | 117.7196 | 117.4901 | 117.6231 | 114.8853 | 114.8535 | 117.7109 | 117.9673 | 114.7476 | 114.8387 | 114.8387 | 114.8535 | 116.0738 | 114.7346
2020-05-02 01:48 | 0.00 | 188.8258 | 183.917 | 187.3373 | 185.7434 | 187.3428 | 187.5145 | 182.8647 | 187.3479 | 183.7721 | 187.3145 | 186.8645 | 187.345 | 178.3831 | 178.4252 | 187.3182 | 185.5631 | 185.6358 | 185.6224 | 185.6224 | 178.4252 | 187.5982 | 178.6473
2020-05-02 01:49 | 0.00 | 145.4162 | 143.0117 | 145.2747 | 143.39 | 145.262 | 143.6832 | 140.8246 | 145.2469 | 143.0206 | 145.3097 | 145.1921 | 145.2558 | 141.3803 | 141.4073 | 145.3051 | 144.8861 | 141.4034 | 141.4616 | 141.4616 | 141.4073 | 143.3879 | 141.5665
2020-05-02 01:50 | 0.00 | 83.7423 | 83.3478 | 84.0471 | 83.3691 | 84.017 | 82.4107 | 82.2483 | 83.9824 | 83.3551 | 84.1374 | 83.9724 | 84.0027 | 82.4439 | 82.4182 | 84.125 | 84.9861 | 81.3357 | 81.4571 | 81.4571 | 82.4182 | 82.4692 | 82.3417
2020-05-02 01:51 | 0.00 | 41.5208 | 41.3583 | 41.6973 | 41.3506 | 41.6603 | 40.8311 | 40.7794 | 41.6181 | 41.3635 | 41.8094 | 41.6168 | 41.6429 | 40.9087 | 40.8709 | 41.7939 | 43.1592 | 40.1431 | 40.2891 | 40.2891 | 40.8709 | 40.7449 | 40.7471
2020-05-02 01:52 | 0.00 | 18.468 | 18.372 | 18.5477 | 18.3609 | 18.5088 | 18.1588 | 18.0775 | 18.4646 | 18.3758 | 18.6655 | 18.4669 | 18.4906 | 18.1744 | 18.1331 | 18.6492 | 20.1486 | 17.6751 | 17.8277 | 17.8277 | 18.1331 | 17.9796 | 17.9953
2020-05-02 01:53 | 0.00 | 2.3081 | 2.2627 | 2.3157 | 2.2589 | 2.2762 | 2.2719 | 2.2069 | 2.2312 | 2.264 | 2.4356 | 2.2345 | 2.2576 | 2.2277 | 2.1846 | 2.419 | 3.9665 | 1.978 | 2.1081 | 2.1081 | 2.1846 | 2.0529 | 2.0611
2020-05-02 01:54 | 0.00 | 1.6764 | 1.6431 | 1.6839 | 1.6431 | 1.6707 | 1.6494 | 1.6171 | 1.6558 | 1.6437 | 1.7238 | 1.6644 | 1.6646 | 1.6744 | 1.6622 | 1.7183 | 2.3828 | 1.5189 | 1.5705 | 1.5705 | 1.6622 | 1.5566 | 1.624
2020-05-02 01:55 | 0.00 | 0 | 0 | 0 | 0 | 0 | 0 | 0 | 0 | 0 | 0 | 0 | 0 | 0 | 0 | 0 | 0 | 0 | 0 | 0 | 0 | 0 | 0
2020-05-02 01:56 | 0.00 | 0 | 0 | 0 | 0 | 0 | 0 | 0 | 0 | 0 | 0 | 0 | 0 | 0 | 0 | 0 | 0 | 0 | 0 | 0 | 0 | 0 | 0
2020-05-02 01:57 | 0.00 | 0 | 0 | 0 | 0 | 0 | 0 | 0 | 0 | 0 | 0 | 0 | 0 | 0 | 0 | 0 | 0 | 0 | 0 | 0 | 0 | 0 | 0
2020-05-02 01:58 | 0.00 | 0 | 0 | 0 | 0 | 0 | 0 | 0 | 0 | 0 | 0 | 0 | 0 | 0 | 0 | 0 | 0 | 0 | 0 | 0 | 0 | 0 | 0
2020-05-02 01:59 | 0.00 | 0 | 0 | 0 | 0 | 0 | 0 | 0 | 0 | 0 | 0 | 0 | 0 | 0 | 0 | 0 | 0 | 0 | 0 | 0 | 0 | 0 | 0
2020-05-02 02:00 | 0.00 | 0 | 0 | 0 | 0 | 0 | 0 | 0 | 0 | 0 | 0 | 0 | 0 | 0 | 0 | 0 | 0 | 0 | 0 | 0 | 0 | 0 | 0
2020-05-02 02:01 | 0.00 | 0 | 0 | 0 | 0 | 0 | 0 | 0 | 0 | 0 | 0 | 0 | 0 | 0 | 0 | 0 | 0 | 0 | 0 | 0 | 0 | 0 | 0
2020-05-02 02:02 | 0.00 | 0 | 0 | 0 | 0 | 0 | 0 | 0 | 0 | 0 | 0 | 0 | 0 | 0 | 0 | 0 | 0 | 0 | 0 | 0 | 0 | 0 | 0
2020-05-02 02:03 | 0.00 | 0 | 0 | 0 | 0 | 0 | 0 | 0 | 0 | 0 | 0 | 0 | 0 | 0 | 0 | 0 | 0 | 0 | 0 | 0 | 0 | 0 | 0
2020-05-02 02:04 | 0.00 | 0 | 0 | 0 | 0 | 0 | 0 | 0 | 0 | 0 | 0 | 0 | 0 | 0 | 0 | 0 | 0 | 0 | 0 | 0 | 0 | 0 | 0
2020-05-02 02:05 | 0.00 | 0 | 0 | 0 | 0 | 0 | 0 | 0 | 0 | 0 | 0 | 0 | 0 | 0 | 0 | 0 | 0 | 0 | 0 | 0 | 0 | 0 | 0
2020-05-02 02:06 | 0.00 | 1.5261 | 1.5689 | 1.5387 | 1.5811 | 1.5256 | 1.492 | 1.6016 | 1.5106 | 1.5655 | 1.5787 | 1.5038 | 1.5194 | 1.4709 | 1.455 | 1.5731 | 2.2596 | 1.4409 | 1.4925 | 1.4925 | 1.455 | 1.4604 | 1.3996
2020-05-02 02:07 | 0.00 | 28.2403 | 28.6924 | 28.4137 | 28.8445 | 28.3755 | 27.6724 | 28.9458 | 28.332 | 28.6557 | 28.5295 | 28.2419 | 28.3576 | 27.5151 | 27.4549 | 28.5134 | 29.9646 | 27.7827 | 27.9328 | 27.9328 | 27.4549 | 28.0126 | 27.2238
2020-05-02 02:08 | 0.00 | 66.8932 | 67.8829 | 67.1397 | 68.451 | 67.1067 | 65.661 | 68.892 | 67.069 | 67.767 | 67.2389 | 66.7768 | 67.0912 | 64.4755 | 64.3858 | 67.2252 | 68.2933 | 66.6092 | 66.7393 | 66.7393 | 64.3858 | 66.9524 | 64.0017
2020-05-02 02:09 | 0.00 | 119.15 | 120.6127 | 119.1505 | 122.1739 | 119.1294 | 117.2659 | 123.4346 | 119.1051 | 120.3298 | 119.2117 | 118.3918 | 119.1195 | 112.9176 | 112.781 | 119.2035 | 119.3933 | 119.9131 | 119.9964 | 119.9964 | 112.781 | 120.143 | 112.1518
2020-05-02 02:10 | 0.00 | 209.8435 | 209.6947 | 207.2116 | 215.4567 | 207.2271 | 208.3437 | 219.4727 | 207.2433 | 208.8039 | 207.1571 | 204.9719 | 207.234 | 187.4455 | 187.1834 | 207.1654 | 204.8952 | 216.4136 | 216.3396 | 216.3396 | 187.1834 | 215.1927 | 185.9176
2020-05-02 02:11 | 0.00 | 294.4529 | 285.1184 | 287.6023 | 294.4564 | 287.6684 | 295.1557 | 296.2179 | 287.7409 | 283.9274 | 287.3876 | 284.5738 | 287.6986 | 254.9819 | 254.8313 | 287.4187 | 284.8209 | 302.2007 | 301.9121 | 301.9121 | 254.8313 | 301.1567 | 254.0936
2020-05-02 02:12 | 0.00 | 197.2031 | 188.8779 | 194.3264 | 191.6316 | 194.3446 | 196.885 | 187.613 | 194.3637 | 188.6868 | 194.2636 | 193.7127 | 194.3526 | 182.1227 | 182.2215 | 194.2731 | 193.4353 | 194.0921 | 194.0255 | 194.0255 | 182.2215 | 196.1451 | 182.7219
2020-05-02 02:13 | 0.00 | 203.867 | 192.5839 | 200.627 | 194.7809 | 200.6409 | 203.8634 | 188.2087 | 200.6554 | 192.5625 | 200.5777 | 200.363 | 200.6471 | 189.3018 | 189.4955 | 200.5852 | 198.8335 | 197.8737 | 197.8302 | 197.8302 | 189.4955 | 200.9973 | 190.4679
2020-05-02 02:14 | 0.00 | 191.9773 | 172.6363 | 187.4472 | 173.6514 | 187.4537 | 193.3829 | 160.5962 | 187.46 | 173.0292 | 187.4212 | 188.0209 | 187.4564 | 177.9318 | 178.3695 | 187.4254 | 185.6665 | 179.5379 | 179.532 | 179.532 | 178.3695 | 185.0054 | 180.5568
2020-05-02 02:15 | 0.00 | 41.2191 | 40.9634 | 41.3721 | 40.9527 | 41.3352 | 40.555 | 40.3241 | 41.2932 | 40.9716 | 41.4836 | 41.2979 | 41.3179 | 40.5802 | 40.5451 | 41.4681 | 42.8206 | 39.7975 | 39.9429 | 39.9429 | 40.5451 | 40.4151 | 40.4339
2020-05-02 02:16 | 0.00 | 46.3091 | 45.73 | 46.4635 | 45.633 | 46.4269 | 45.5866 | 44.681 | 46.3852 | 45.7605 | 46.5741 | 46.4385 | 46.4097 | 45.7479 | 45.7248 | 46.5588 | 47.8905 | 44.4016 | 44.5462 | 44.5462 | 45.7248 | 45.2126 | 45.6728
2020-05-02 02:17 | 0.00 | 18.127 | 17.8852 | 18.198 | 17.8404 | 18.159 | 17.8349 | 17.5245 | 18.1148 | 17.8984 | 18.316 | 18.1455 | 18.1408 | 17.9361 | 17.9014 | 18.2996 | 19.8032 | 17.1728 | 17.3256 | 17.3256 | 17.9014 | 17.5238 | 17.7964
2020-05-02 02:18 | 0.00 | 1.1475 | 1.1224 | 1.1521 | 1.1224 | 1.1389 | 1.1297 | 1.102 | 1.1239 | 1.1225 | 1.192 | 1.1301 | 1.1327 | 1.1404 | 1.1274 | 1.1865 | 1.702 | 1.0111 | 1.0627 | 1.0627 | 1.1274 | 1.0418 | 1.0861
2020-05-02 02:19 | 0.00 | 0 | 0 | 0 | 0 | 0 | 0 | 0 | 0 | 0 | 0 | 0 | 0 | 0 | 0 | 0 | 0 | 0 | 0 | 0 | 0 | 0 | 0
2020-05-02 02:20 | 0.00 | 0 | 0 | 0 | 0 | 0 | 0 | 0 | 0 | 0 | 0 | 0 | 0 | 0 | 0 | 0 | 0 | 0 | 0 | 0 | 0 | 0 | 0
2020-05-02 02:21 | 0.00 | 0 | 0 | 0 | 0 | 0 | 0 | 0 | 0 | 0 | 0 | 0 | 0 | 0 | 0 | 0 | 0 | 0 | 0 | 0 | 0 | 0 | 0
2020-05-02 02:22 | 0.00 | 0 | 0 | 0 | 0 | 0 | 0 | 0 | 0 | 0 | 0 | 0 | 0 | 0 | 0 | 0 | 0 | 0 | 0 | 0 | 0 | 0 | 0
2020-05-02 02:23 | 0.00 | 0 | 0 | 0 | 0 | 0 | 0 | 0 | 0 | 0 | 0 | 0 | 0 | 0 | 0 | 0 | 0 | 0 | 0 | 0 | 0 | 0 | 0
2020-05-02 02:24 | 0.00 | 0 | 0 | 0 | 0 | 0 | 0 | 0 | 0 | 0 | 0 | 0 | 0 | 0 | 0 | 0 | 0 | 0 | 0 | 0 | 0 | 0 | 0
2020-05-02 02:25 | 0.00 | 0 | 0 | 0 | 0 | 0 | 0 | 0 | 0 | 0 | 0 | 0 | 0 | 0 | 0 | 0 | 0 | 0 | 0 | 0 | 0 | 0 | 0
2020-05-02 02:26 | 0.00 | 0 | 0 | 0 | 0 | 0 | 0 | 0 | 0 | 0 | 0 | 0 | 0 | 0 | 0 | 0 | 0 | 0 | 0 | 0 | 0 | 0 | 0
2020-05-02 02:27 | 0.00 | 0 | 0 | 0 | 0 | 0 | 0 | 0 | 0 | 0 | 0 | 0 | 0 | 0 | 0 | 0 | 0 | 0 | 0 | 0 | 0 | 0 | 0
2020-05-02 02:28 | 0.00 | 0 | 0 | 0 | 0 | 0 | 0 | 0 | 0 | 0 | 0 | 0 | 0 | 0 | 0 | 0 | 0 | 0 | 0 | 0 | 0 | 0 | 0
2020-05-02 02:29 | 0.00 | 0 | 0 | 0 | 0 | 0 | 0 | 0 | 0 | 0 | 0 | 0 | 0 | 0 | 0 | 0 | 0 | 0 | 0 | 0 | 0 | 0 | 0
2020-05-02 02:30 | 0.00 | 6.1437 | 10.6553 | 6.6799 | 11.7928 | 6.6603 | 5.2985 | 15.7572 | 6.6381 | 10.3473 | 6.7392 | 6.0569 | 6.6511 | 4.664 | 4.5321 | 6.731 | 7.5945 | 9.9318 | 10.0074 | 10.0074 | 4.5321 | 8.5682 | 3.9711
2020-05-02 02:31 | 0.00 | 57.0785 | 74.2044 | 58.5106 | 79.7286 | 58.4763 | 53.2885 | 94.5578 | 58.4371 | 72.8725 | 58.6141 | 55.4121 | 58.4601 | 44.8335 | 44.1563 | 58.5998 | 59.7676 | 74.1223 | 74.2459 | 74.2459 | 44.1563 | 68.5397 | 40.9428
2020-05-02 02:32 | 0.00 | 154.8291 | 178.4905 | 154.2928 | 190.3865 | 154.2838 | 149.8237 | 214.1419 | 154.2727 | 175.9851 | 154.3163 | 148.1535 | 154.2793 | 119.9622 | 118.7266 | 154.3134 | 153.6282 | 185.998 | 185.9857 | 185.9857 | 118.7266 | 176.305 | 112.7013
2020-05-02 02:33 | 0.00 | 224.8047 | 236.3974 | 221.1625 | 248.5401 | 221.1851 | 222.2709 | 265.6611 | 221.2092 | 234.1779 | 221.0856 | 215.6734 | 221.1952 | 183.3644 | 182.4441 | 221.097 | 218.3876 | 249.6494 | 249.5034 | 249.5034 | 182.4441 | 242.4155 | 177.9485
2020-05-02 02:34 | 0.00 | 274.7896 | 274.9389 | 268.8637 | 286.3409 | 268.9161 | 274.3579 | 296.0678 | 268.9734 | 273.1524 | 268.6924 | 264.4239 | 268.9401 | 231.4304 | 230.8938 | 268.7174 | 265.8815 | 291.9088 | 291.6513 | 291.6513 | 230.8938 | 287.5169 | 228.2717
2020-05-02 02:35 | 0.00 | 305.4065 | 295.1303 | 297.868 | 305.1431 | 297.9417 | 306.6624 | 307.1429 | 298.0227 | 293.8578 | 297.6292 | 294.6416 | 297.9755 | 263.026 | 262.8707 | 297.6638 | 295.2059 | 314.1989 | 313.8747 | 313.8747 | 262.8707 | 312.8134 | 262.1093
2020-05-02 02:36 | 0.00 | 317.3908 | 297.5882 | 308.797 | 305.6496 | 308.8794 | 319.9826 | 299.5724 | 308.9699 | 296.8972 | 308.5309 | 306.8904 | 308.9171 | 278.2307 | 278.438 | 308.5694 | 306.3095 | 317.3213 | 316.9874 | 316.9874 | 278.438 | 319.1002 | 279.4488
2020-05-02 02:37 | 0.00 | 306.3079 | 278.1055 | 297.3275 | 283.4913 | 297.4008 | 309.848 | 268.9621 | 297.4812 | 278.0794 | 297.09 | 296.871 | 297.4343 | 273.1053 | 273.6467 | 297.1244 | 294.6573 | 296.6686 | 296.3971 | 296.3971 | 273.6467 | 301.8147 | 276.3004
2020-05-02 02:38 | 0.00 | 274.2241 | 238.5773 | 265.4482 | 240.5742 | 265.4983 | 278.3664 | 217.1348 | 265.553 | 239.2977 | 265.2842 | 266.5677 | 265.5211 | 249.3394 | 250.1868 | 265.3081 | 262.4449 | 254.212 | 254.0549 | 254.0549 | 250.1868 | 262.9837 | 254.3541
2020-05-02 02:39 | 0.00 | 222.1293 | 180.4203 | 214.2767 | 178.2156 | 214.2954 | 226.4521 | 145.9237 | 214.3153 | 181.9643 | 214.2118 | 217.1259 | 214.3038 | 208.2661 | 209.3889 | 214.2216 | 211.6567 | 190.9693 | 190.9474 | 190.9474 | 209.3889 | 203.5959 | 214.9219
2020-05-02 02:40 | 0.00 | 148.4726 | 105.6826 | 142.74 | 99.1559 | 142.7269 | 152.2054 | 63.9331 | 142.7112 | 107.9014 | 142.7763 | 147.2073 | 142.7205 | 148.4878 | 149.7787 | 142.7716 | 142.3844 | 108.4904 | 108.5854 | 108.5854 | 149.7787 | 123.8317 | 156.1523
2020-05-02 02:41 | 0.00 | 62.2928 | 32.892 | 60.0352 | 27.0284 | 60.001 | 64.3067 | 14.4712 | 59.962 | 34.6278 | 60.1381 | 64.7332 | 59.9849 | 74.5394 | 75.6856 | 60.1239 | 61.278 | 29.6869 | 29.8355 | 29.8355 | 75.6856 | 40.3601 | 81.3914
2020-05-02 02:42 | 0.00 | 4.4546 | 1.2845 | 4.3634 | 1.2845 | 4.3437 | 4.6999 | 1.2832 | 4.3213 | 1.2974 | 4.423 | 5.3776 | 4.3345 | 8.8467 | 9.1062 | 4.4147 | 5.1813 | 1.1845 | 1.262 | 1.262 | 9.1062 | 1.317 | 10.4383
2020-05-02 02:43 | 0.00 | 0 | 0 | 0 | 0 | 0 | 0 | 0 | 0 | 0 | 0 | 0 | 0 | 0 | 0 | 0 | 0 | 0 | 0 | 0 | 0 | 0 | 0
2020-05-02 02:44 | 0.00 | 0 | 0 | 0 | 0 | 0 | 0 | 0 | 0 | 0 | 0 | 0 | 0 | 0 | 0 | 0 | 0 | 0 | 0 | 0 | 0 | 0 | 0
2020-05-02 02:45 | 0.00 | 0 | 0 | 0 | 0 | 0 | 0 | 0 | 0 | 0 | 0 | 0 | 0 | 0 | 0 | 0 | 0 | 0 | 0 | 0 | 0 | 0 | 0
2020-05-02 02:46 | 0.00 | 0 | 0 | 0 | 0 | 0 | 0 | 0 | 0 | 0 | 0 | 0 | 0 | 0 | 0 | 0 | 0 | 0 | 0 | 0 | 0 | 0 | 0
2020-05-02 02:47 | 0.00 | 0 | 0 | 0 | 0 | 0 | 0 | 0 | 0 | 0 | 0 | 0 | 0 | 0 | 0 | 0 | 0 | 0 | 0 | 0 | 0 | 0 | 0
2020-05-02 02:48 | 0.00 | 0 | 0 | 0 | 0 | 0 | 0 | 0 | 0 | 0 | 0 | 0 | 0 | 0 | 0 | 0 | 0 | 0 | 0 | 0 | 0 | 0 | 0
2020-05-02 02:49 | 0.00 | 0 | 0 | 0 | 0 | 0 | 0 | 0 | 0 | 0 | 0 | 0 | 0 | 0 | 0 | 0 | 0 | 0 | 0 | 0 | 0 | 0 | 0
2020-05-02 02:50 | 0.00 | 0 | 0 | 0 | 0 | 0 | 0 | 0 | 0 | 0 | 0 | 0 | 0 | 0 | 0 | 0 | 0 | 0 | 0 | 0 | 0 | 0 | 0
2020-05-02 02:51 | 0.00 | 0 | 0 | 0 | 0 | 0 | 0 | 0 | 0 | 0 | 0 | 0 | 0 | 0 | 0 | 0 | 0 | 0 | 0 | 0 | 0 | 0 | 0
2020-05-02 02:52 | 0.00 | 0 | 0 | 0 | 0 | 0 | 0 | 0 | 0 | 0 | 0 | 0 | 0 | 0 | 0 | 0 | 0 | 0 | 0 | 0 | 0 | 0 | 0
2020-05-02 02:53 | 0.00 | 0 | 0 | 0 | 0 | 0 | 0 | 0 | 0 | 0 | 0 | 0 | 0 | 0 | 0 | 0 | 0 | 0 | 0 | 0 | 0 | 0 | 0
2020-05-02 02:54 | 0.00 | 7.1804 | 11.5068 | 7.6805 | 12.6292 | 7.661 | 6.3771 | 16.519 | 7.6387 | 11.206 | 7.7397 | 7.0808 | 7.6518 | 5.7298 | 5.6061 | 7.7315 | 8.5624 | 10.8394 | 10.9151 | 10.9151 | 5.6061 | 9.5151 | 5.0872
2020-05-02 02:55 | 0.00 | 69.9624 | 96.6869 | 71.9492 | 105.4816 | 71.917 | 64.5582 | 129.033 | 71.8803 | 94.5803 | 72.0458 | 67.1021 | 71.9019 | 50.6284 | 49.5957 | 72.0325 | 73.0396 | 97.678 | 97.783 | 97.783 | 49.5957 | 88.5124 | 44.677
2020-05-02 02:56 | 0.00 | 154.229 | 176.8504 | 153.3384 | 188.8014 | 153.3292 | 149.6787 | 212.1783 | 153.3179 | 174.3639 | 153.3623 | 147.2431 | 153.3246 | 118.8909 | 117.681 | 153.3594 | 152.6849 | 185.1937 | 185.1817 | 185.1817 | 117.681 | 175.5432 | 111.7865
2020-05-02 02:57 | 0.00 | 228.5076 | 239.925 | 224.4417 | 252.6186 | 224.4662 | 226.2826 | 270.2582 | 224.4924 | 237.6233 | 224.3588 | 218.7436 | 224.4772 | 185.0177 | 184.0734 | 224.3712 | 221.6059 | 254.4723 | 254.3143 | 254.3143 | 184.0734 | 246.8698 | 179.4622
2020-05-02 02:58 | 0.00 | 280.2098 | 279.8602 | 273.7843 | 291.8374 | 273.8402 | 280.1242 | 301.9129 | 273.9013 | 277.9976 | 273.6019 | 269.1541 | 273.8657 | 234.6389 | 234.0893 | 273.6284 | 270.8449 | 298.2845 | 298.0083 | 298.0083 | 234.0893 | 293.5917 | 231.4055
2020-05-02 02:59 | 0.00 | 309.9989 | 299.0089 | 301.9962 | 309.453 | 302.0731 | 311.6176 | 311.5319 | 302.1576 | 297.689 | 301.7472 | 298.6493 | 302.1084 | 265.853 | 265.6981 | 301.7832 | 299.3975 | 319.381 | 319.0405 | 319.0405 | 265.6981 | 317.8101 | 264.9397
2020-05-02 03:00 | 0.00 | 321.0584 | 300.3705 | 312.0059 | 308.7901 | 312.0909 | 324.021 | 302.6062 | 312.1843 | 299.649 | 311.7315 | 310.0164 | 312.1298 | 280.3511 | 280.5665 | 311.7712 | 309.577 | 321.3465 | 320.9997 | 320.9997 | 280.5665 | 323.0185 | 281.6196
2020-05-02 03:01 | 0.00 | 308.8427 | 279.5766 | 299.3975 | 285.2537 | 299.4724 | 312.7753 | 270.4458 | 299.5547 | 279.5355 | 299.155 | 298.8911 | 299.5067 | 274.2567 | 274.8128 | 299.1901 | 296.7583 | 299.344 | 299.0647 | 299.0647 | 274.8128 | 304.4547 | 277.5422
2020-05-02 03:02 | 0.00 | 277.8198 | 240.6986 | 268.5102 | 242.9424 | 268.5624 | 282.4152 | 218.9183 | 268.6194 | 241.4228 | 268.3395 | 269.6205 | 268.5862 | 251.5297 | 252.4051 | 268.3643 | 265.5286 | 257.6407 | 257.475 | 257.475 | 252.4051 | 266.4894 | 256.7129
2020-05-02 03:03 | 0.00 | 224.7944 | 181.5325 | 216.4308 | 179.497 | 216.4509 | 229.5841 | 146.5306 | 216.4721 | 183.0943 | 216.362 | 219.3058 | 216.4598 | 209.7859 | 210.9421 | 216.3723 | 213.7828 | 193.3027 | 193.2763 | 193.2763 | 210.9421 | 206.0507 | 216.6431
2020-05-02 03:04 | 0.00 | 137.1414 | 103.1475 | 132.2664 | 98.5594 | 132.2511 | 140.1549 | 70.653 | 132.2331 | 104.8207 | 132.3096 | 135.5711 | 132.2438 | 135.0643 | 136.0592 | 132.3039 | 132.075 | 106.3992 | 106.4946 | 106.4946 | 136.0592 | 118.2951 | 140.9862
2020-05-02 03:05 | 0.00 | 65.4037 | 30.097 | 62.6168 | 23.7253 | 62.5828 | 68.1672 | 13.1626 | 62.5441 | 32.0716 | 62.7191 | 68.55 | 62.5669 | 81.5456 | 83.0028 | 62.705 | 63.8448 | 26.7354 | 26.8843 | 26.8843 | 83.0028 | 38.7182 | 90.2475
2020-05-02 03:06 | 0.00 | 4.9299 | 1.5385 | 4.7801 | 1.5385 | 4.7604 | 5.2483 | 1.5304 | 4.7381 | 1.5385 | 4.8398 | 5.8769 | 4.7512 | 9.5392 | 9.8241 | 4.8315 | 5.5978 | 1.4227 | 1.5002 | 1.5002 | 9.8241 | 1.5469 | 11.2847
2020-05-02 03:07 | 0.00 | 0 | 0 | 0 | 0 | 0 | 0 | 0 | 0 | 0 | 0 | 0 | 0 | 0 | 0 | 0 | 0 | 0 | 0 | 0 | 0 | 0 | 0
2020-05-02 03:08 | 0.00 | 0 | 0 | 0 | 0 | 0 | 0 | 0 | 0 | 0 | 0 | 0 | 0 | 0 | 0 | 0 | 0 | 0 | 0 | 0 | 0 | 0 | 0
2020-05-02 03:09 | 0.00 | 0 | 0 | 0 | 0 | 0 | 0 | 0 | 0 | 0 | 0 | 0 | 0 | 0 | 0 | 0 | 0 | 0 | 0 | 0 | 0 | 0 | 0
2020-05-02 03:10 | 0.00 | 0 | 0 | 0 | 0 | 0 | 0 | 0 | 0 | 0 | 0 | 0 | 0 | 0 | 0 | 0 | 0 | 0 | 0 | 0 | 0 | 0 | 0
2020-05-02 03:11 | 0.00 | 0 | 0 | 0 | 0 | 0 | 0 | 0 | 0 | 0 | 0 | 0 | 0 | 0 | 0 | 0 | 0 | 0 | 0 | 0 | 0 | 0 | 0
2020-05-02 03:12 | 0.00 | 0 | 0 | 0 | 0 | 0 | 0 | 0 | 0 | 0 | 0 | 0 | 0 | 0 | 0 | 0 | 0 | 0 | 0 | 0 | 0 | 0 | 0
2020-05-02 03:13 | 0.00 | 0 | 0 | 0 | 0 | 0 | 0 | 0 | 0 | 0 | 0 | 0 | 0 | 0 | 0 | 0 | 0 | 0 | 0 | 0 | 0 | 0 | 0
2020-05-02 03:14 | 0.00 | 0 | 0 | 0 | 0 | 0 | 0 | 0 | 0 | 0 | 0 | 0 | 0 | 0 | 0 | 0 | 0 | 0 | 0 | 0 | 0 | 0 | 0
2020-05-02 03:15 | 0.00 | 0 | 0 | 0 | 0 | 0 | 0 | 0 | 0 | 0 | 0 | 0 | 0 | 0 | 0 | 0 | 0 | 0 | 0 | 0 | 0 | 0 | 0
2020-05-02 03:16 | 0.00 | 0 | 0 | 0 | 0 | 0 | 0 | 0 | 0 | 0 | 0 | 0 | 0 | 0 | 0 | 0 | 0 | 0 | 0 | 0 | 0 | 0 | 0
2020-05-02 03:17 | 0.00 | 0 | 0 | 0 | 0 | 0 | 0 | 0 | 0 | 0 | 0 | 0 | 0 | 0 | 0 | 0 | 0 | 0 | 0 | 0 | 0 | 0 | 0
2020-05-02 03:18 | 0.00 | 4.5146 | 5.0463 | 4.5914 | 5.2336 | 4.5717 | 4.3637 | 5.9001 | 4.5493 | 5.0076 | 4.6511 | 4.4844 | 4.5625 | 4.2922 | 4.2608 | 4.6428 | 5.5345 | 4.7547 | 4.8318 | 4.8318 | 4.2608 | 4.652 | 4.1533
2020-05-02 03:19 | 0.00 | 64.3333 | 93.5956 | 66.4475 | 103.155 | 66.4146 | 58.6913 | 128.7353 | 66.377 | 91.3002 | 66.5464 | 61.1566 | 66.3991 | 43.6007 | 42.489 | 66.5327 | 67.5943 | 95.0738 | 95.1761 | 95.1761 | 42.489 | 84.861 | 37.2168
2020-05-02 03:20 | 0.00 | 146.8356 | 165.8515 | 145.5785 | 176.7567 | 145.568 | 143.147 | 197.2189 | 145.5554 | 163.6259 | 145.6064 | 140.0986 | 145.5629 | 113.8761 | 112.8076 | 145.6029 | 145.0196 | 174.322 | 174.3168 | 174.3168 | 112.8076 | 165.7874 | 107.6099
2020-05-02 03:21 | 0.00 | 231.7436 | 242.9612 | 227.2529 | 256.2437 | 227.279 | 229.8113 | 274.4666 | 227.3071 | 240.5741 | 227.1649 | 221.3525 | 227.2908 | 186.3052 | 185.3434 | 227.1779 | 224.388 | 258.8307 | 258.6617 | 258.6617 | 185.3434 | 250.8558 | 180.651
2020-05-02 03:22 | 0.00 | 281.3502 | 280.5799 | 274.5595 | 292.9482 | 274.6159 | 281.5569 | 303.2493 | 274.6776 | 278.6691 | 274.3756 | 269.8088 | 274.6417 | 234.4114 | 233.8567 | 274.4023 | 271.6223 | 300.0791 | 299.7976 | 299.7976 | 233.8567 | 295.1677 | 231.152
2020-05-02 03:23 | 0.00 | 243.4026 | 236.7587 | 238.8277 | 243.0886 | 238.8619 | 243.4395 | 243.773 | 238.8988 | 235.9615 | 238.7144 | 236.7646 | 238.8773 | 216.2676 | 216.1652 | 238.7311 | 235.9703 | 247.6915 | 247.5441 | 247.5441 | 216.1652 | 247.4283 | 215.6784
2020-05-02 03:24 | 0.00 | 269.435 | 254.581 | 263.3106 | 260.2906 | 263.3615 | 270.7978 | 255.0782 | 263.417 | 254.1156 | 263.1442 | 261.9728 | 263.3847 | 240.9909 | 241.1503 | 263.1685 | 260.4942 | 267.9788 | 267.7776 | 267.7776 | 241.1503 | 269.8934 | 241.9378
2020-05-02 03:25 | 0.00 | 302.5725 | 273.7506 | 293.2295 | 279.3343 | 293.2999 | 306.5122 | 264.8479 | 293.377 | 273.7091 | 293.0015 | 292.7205 | 293.332 | 268.5491 | 269.0908 | 293.0345 | 290.5178 | 293.2659 | 293.0038 | 293.0038 | 269.0908 | 298.2667 | 271.7553
2020-05-02 03:26 | 0.00 | 284.2153 | 244.986 | 274.1878 | 247.5299 | 274.244 | 289.3679 | 222.5895 | 274.3055 | 245.7224 | 274.0043 | 275.3043 | 274.2697 | 256.0098 | 256.9278 | 274.031 | 271.2574 | 263.5702 | 263.3891 | 263.3891 | 256.9278 | 272.628 | 261.4476
2020-05-02 03:27 | 0.00 | 228.9351 | 183.503 | 219.9295 | 181.6079 | 219.9515 | 234.2909 | 147.5388 | 219.9749 | 185.1044 | 219.8545 | 222.873 | 219.9613 | 212.5823 | 213.7889 | 219.8657 | 217.2099 | 196.7017 | 196.6688 | 196.6688 | 213.7889 | 209.7316 | 219.7412
2020-05-02 03:28 | 0.00 | 150.4628 | 104.6537 | 143.8188 | 98.2826 | 143.8061 | 155.1307 | 61.9114 | 143.791 | 106.9307 | 143.8538 | 148.4123 | 143.7999 | 148.9462 | 150.3115 | 143.8493 | 143.431 | 109.5334 | 109.6271 | 109.6271 | 150.3115 | 125.1786 | 157.0602
2020-05-02 03:29 | 0.00 | 62.5397 | 32.1371 | 59.7279 | 26.5594 | 59.6937 | 65.1702 | 14.1509 | 59.6546 | 33.8463 | 59.831 | 64.3716 | 59.6776 | 73.4317 | 74.5939 | 59.8168 | 60.9752 | 30.0692 | 30.218 | 30.218 | 74.5939 | 40.7473 | 80.3892
2020-05-02 03:30 | 0.00 | 4.9575 | 3.2597 | 4.8735 | 3.2597 | 4.8538 | 5.0935 | 3.2224 | 4.8315 | 3.2597 | 4.9331 | 5.3575 | 4.8446 | 6.9597 | 7.0784 | 4.9249 | 5.6908 | 3.0773 | 3.1546 | 3.1546 | 7.0784 | 3.1903 | 7.7076
2020-05-02 03:31 | 0.00 | 0 | 0 | 0 | 0 | 0 | 0 | 0 | 0 | 0 | 0 | 0 | 0 | 0 | 0 | 0 | 0 | 0 | 0 | 0 | 0 | 0 | 0
2020-05-02 03:32 | 0.00 | 0 | 0 | 0 | 0 | 0 | 0 | 0 | 0 | 0 | 0 | 0 | 0 | 0 | 0 | 0 | 0 | 0 | 0 | 0 | 0 | 0 | 0
2020-05-02 03:33 | 0.00 | 0 | 0 | 0 | 0 | 0 | 0 | 0 | 0 | 0 | 0 | 0 | 0 | 0 | 0 | 0 | 0 | 0 | 0 | 0 | 0 | 0 | 0
2020-05-02 03:34 | 0.00 | 0 | 0 | 0 | 0 | 0 | 0 | 0 | 0 | 0 | 0 | 0 | 0 | 0 | 0 | 0 | 0 | 0 | 0 | 0 | 0 | 0 | 0
2020-05-02 03:35 | 0.00 | 0 | 0 | 0 | 0 | 0 | 0 | 0 | 0 | 0 | 0 | 0 | 0 | 0 | 0 | 0 | 0 | 0 | 0 | 0 | 0 | 0 | 0
2020-05-02 03:36 | 0.00 | 0 | 0 | 0 | 0 | 0 | 0 | 0 | 0 | 0 | 0 | 0 | 0 | 0 | 0 | 0 | 0 | 0 | 0 | 0 | 0 | 0 | 0
2020-05-02 03:37 | 0.00 | 0 | 0 | 0 | 0 | 0 | 0 | 0 | 0 | 0 | 0 | 0 | 0 | 0 | 0 | 0 | 0 | 0 | 0 | 0 | 0 | 0 | 0
2020-05-02 03:38 | 0.00 | 0 | 0 | 0 | 0 | 0 | 0 | 0 | 0 | 0 | 0 | 0 | 0 | 0 | 0 | 0 | 0 | 0 | 0 | 0 | 0 | 0 | 0
2020-05-02 03:39 | 0.00 | 0 | 0 | 0 | 0 | 0 | 0 | 0 | 0 | 0 | 0 | 0 | 0 | 0 | 0 | 0 | 0 | 0 | 0 | 0 | 0 | 0 | 0
2020-05-02 03:40 | 0.00 | 0 | 0 | 0 | 0 | 0 | 0 | 0 | 0 | 0 | 0 | 0 | 0 | 0 | 0 | 0 | 0 | 0 | 0 | 0 | 0 | 0 | 0
2020-05-02 03:41 | 0.00 | 0 | 0 | 0 | 0 | 0 | 0 | 0 | 0 | 0 | 0 | 0 | 0 | 0 | 0 | 0 | 0 | 0 | 0 | 0 | 0 | 0 | 0
2020-05-02 03:42 | 0.00 | 4.2367 | 6.5169 | 4.4712 | 7.1622 | 4.4516 | 3.8192 | 9.2455 | 4.4356 | 6.3508 | 4.5308 | 4.1195 | 4.4443 | 3.2985 | 3.2273 | 4.5225 | 5.2864 | 6.2598 | 6.3159 | 6.3159 | 3.2273 | 5.5297 | 2.9264
2020-05-02 03:43 | 0.00 | 68.4455 | 92.6833 | 69.8256 | 101.2968 | 69.7931 | 63.8648 | 123.4744 | 69.7559 | 90.6735 | 69.9233 | 65.194 | 69.7778 | 49.0057 | 48.0466 | 69.9098 | 70.9432 | 94.9682 | 95.0754 | 95.0754 | 48.0466 | 86.1674 | 43.4916
2020-05-02 03:44 | 0.00 | 139.4929 | 158.9063 | 138.4208 | 169.646 | 138.4057 | 135.8295 | 190.3459 | 138.388 | 156.6979 | 138.4631 | 133.0119 | 138.3985 | 107.8223 | 106.7659 | 138.4576 | 138.2103 | 167.0248 | 167.044 | 167.044 | 106.7659 | 158.3992 | 101.6383
2020-05-02 03:45 | 0.00 | 228.7017 | 238.9858 | 223.9925 | 252.1455 | 224.0171 | 227.1577 | 269.843 | 224.0435 | 236.6432 | 223.9091 | 218.1958 | 224.0282 | 183.4781 | 182.5471 | 223.9215 | 221.2925 | 255.3275 | 255.1655 | 255.1655 | 182.5471 | 247.4684 | 178.0106
2020-05-02 03:46 | 0.00 | 271.231 | 269.7747 | 264.5513 | 281.5936 | 264.6017 | 271.6583 | 291.0731 | 264.6567 | 267.9702 | 264.3865 | 260.055 | 264.6247 | 226.2715 | 225.7611 | 264.4106 | 261.7056 | 288.8201 | 288.5669 | 288.5669 | 225.7611 | 284.2197 | 223.2808
2020-05-02 03:47 | 0.00 | 312.7646 | 300.4338 | 303.9414 | 311.5868 | 304.0199 | 315.0632 | 313.7266 | 304.1061 | 299.0422 | 303.6874 | 300.4014 | 304.0558 | 265.8217 | 265.6696 | 303.7242 | 301.3748 | 323.0871 | 322.7347 | 322.7347 | 265.6696 | 321.2114 | 264.9337
2020-05-02 03:48 | 0.00 | 324.2965 | 301.8992 | 314.3575 | 310.9818 | 314.4444 | 327.9919 | 304.585 | 314.54 | 301.1231 | 314.077 | 312.2094 | 314.4842 | 280.7425 | 280.971 | 314.1175 | 311.9734 | 325.2387 | 324.8794 | 324.8794 | 280.971 | 326.7116 | 282.0965
2020-05-02 03:49 | 0.00 | 312.8561 | 281.4938 | 302.4747 | 287.7547 | 302.5521 | 317.5817 | 272.4392 | 302.637 | 281.4206 | 302.2245 | 301.8622 | 302.5875 | 275.503 | 276.0859 | 302.2607 | 299.8839 | 303.6629 | 303.3708 | 303.3708 | 276.0859 | 308.6929 | 278.9547
2020-05-02 03:50 | 0.00 | 281.8477 | 242.3537 | 271.5957 | 245.0796 | 271.6501 | 287.2926 | 220.2986 | 271.7095 | 243.07 | 271.4182 | 272.6586 | 271.6749 | 253.0697 | 253.9848 | 271.444 | 268.6395 | 261.6878 | 261.5117 | 261.5117 | 253.9848 | 270.5384 | 258.4961
2020-05-02 03:51 | 0.00 | 228.0303 | 182.0588 | 218.717 | 180.3774 | 218.7383 | 233.7365 | 146.3372 | 218.761 | 183.6431 | 218.6442 | 221.6129 | 218.7479 | 210.8926 | 212.1034 | 218.6551 | 216.0204 | 196.2049 | 196.173 | 196.173 | 212.1034 | 209.0618 | 218.0804
2020-05-02 03:52 | 0.00 | 149.821 | 103.42 | 142.85 | 97.264 | 142.8369 | 154.8602 | 60.9627 | 142.8214 | 105.6803 | 142.886 | 147.4001 | 142.8306 | 147.4987 | 148.8703 | 142.8813 | 142.4871 | 109.2703 | 109.3642 | 109.3642 | 148.8703 | 124.7557 | 155.6535
2020-05-02 03:53 | 0.00 | 61.3599 | 31.5722 | 58.3925 | 26.3663 | 58.358 | 64.1817 | 14.5662 | 58.3187 | 33.2017 | 58.4963 | 62.8567 | 58.3418 | 71.292 | 72.4222 | 58.4819 | 59.6559 | 30.1041 | 30.2529 | 30.2529 | 72.4222 | 40.3679 | 78.064
2020-05-02 03:54 | 0.00 | 4.6316 | 2.9221 | 4.5186 | 2.9221 | 4.4989 | 4.8079 | 2.8891 | 4.4765 | 2.9221 | 4.5782 | 5.0055 | 4.4896 | 6.5949 | 6.7161 | 4.5699 | 5.3368 | 2.7495 | 2.8268 | 2.8268 | 6.7161 | 2.8476 | 7.3589
2020-05-02 03:55 | 0.00 | 0 | 0 | 0 | 0 | 0 | 0 | 0 | 0 | 0 | 0 | 0 | 0 | 0 | 0 | 0 | 0 | 0 | 0 | 0 | 0 | 0 | 0
2020-05-02 03:56 | 0.00 | 0 | 0 | 0 | 0 | 0 | 0 | 0 | 0 | 0 | 0 | 0 | 0 | 0 | 0 | 0 | 0 | 0 | 0 | 0 | 0 | 0 | 0
2020-05-02 03:57 | 0.00 | 0 | 0 | 0 | 0 | 0 | 0 | 0 | 0 | 0 | 0 | 0 | 0 | 0 | 0 | 0 | 0 | 0 | 0 | 0 | 0 | 0 | 0
2020-05-02 03:58 | 0.00 | 0 | 0 | 0 | 0 | 0 | 0 | 0 | 0 | 0 | 0 | 0 | 0 | 0 | 0 | 0 | 0 | 0 | 0 | 0 | 0 | 0 | 0
2020-05-02 03:59 | 0.00 | 0 | 0 | 0 | 0 | 0 | 0 | 0 | 0 | 0 | 0 | 0 | 0 | 0 | 0 | 0 | 0 | 0 | 0 | 0 | 0 | 0 | 0
2020-05-02 04:00 | 0.00 | 0 | 0 | 0 | 0 | 0 | 0 | 0 | 0 | 0 | 0 | 0 | 0 | 0 | 0 | 0 | 0 | 0 | 0 | 0 | 0 | 0 | 0
2020-05-02 04:01 | 0.00 | 0 | 0 | 0 | 0 | 0 | 0 | 0 | 0 | 0 | 0 | 0 | 0 | 0 | 0 | 0 | 0 | 0 | 0 | 0 | 0 | 0 | 0
2020-05-02 04:02 | 0.00 | 0 | 0 | 0 | 0 | 0 | 0 | 0 | 0 | 0 | 0 | 0 | 0 | 0 | 0 | 0 | 0 | 0 | 0 | 0 | 0 | 0 | 0
2020-05-02 04:03 | 0.00 | 0 | 0 | 0 | 0 | 0 | 0 | 0 | 0 | 0 | 0 | 0 | 0 | 0 | 0 | 0 | 0 | 0 | 0 | 0 | 0 | 0 | 0
2020-05-02 04:04 | 0.00 | 0 | 0 | 0 | 0 | 0 | 0 | 0 | 0 | 0 | 0 | 0 | 0 | 0 | 0 | 0 | 0 | 0 | 0 | 0 | 0 | 0 | 0
2020-05-02 04:05 | 0.00 | 0 | 0 | 0 | 0 | 0 | 0 | 0 | 0 | 0 | 0 | 0 | 0 | 0 | 0 | 0 | 0 | 0 | 0 | 0 | 0 | 0 | 0
2020-05-02 04:06 | 0.00 | 1.8333 | 1.9122 | 1.8491 | 1.9382 | 1.8293 | 1.7909 | 1.9964 | 1.8068 | 1.9054 | 1.909 | 1.7948 | 1.82 | 1.7499 | 1.7263 | 1.9007 | 2.6735 | 1.738 | 1.8154 | 1.8154 | 1.7263 | 1.7527 | 1.6549
2020-05-02 04:07 | 0.00 | 59.4595 | 75.5141 | 60.1155 | 81.692 | 60.0818 | 56.4049 | 96.7297 | 60.0433 | 74.11 | 60.217 | 56.8079 | 60.0659 | 44.6367 | 43.9516 | 60.203 | 61.3239 | 77.7096 | 77.8273 | 77.8273 | 43.9516 | 71.709 | 40.702
2020-05-02 04:08 | 0.00 | 156.1696 | 177.6619 | 154.2747 | 190.5341 | 154.266 | 152.6269 | 214.5095 | 154.2553 | 175.0604 | 154.297 | 147.8834 | 154.2616 | 117.3809 | 116.1562 | 154.2943 | 153.5823 | 188.9215 | 188.9019 | 188.9019 | 116.1562 | 178.6289 | 110.2021
2020-05-02 04:09 | 0.00 | 230.772 | 240.7432 | 225.7299 | 254.2268 | 225.7554 | 229.542 | 272.1379 | 225.7826 | 238.3572 | 225.6441 | 219.8156 | 225.7668 | 184.2315 | 183.2892 | 225.6568 | 222.9918 | 258.0598 | 257.8917 | 257.8917 | 183.2892 | 249.9719 | 178.6996
2020-05-02 04:10 | 0.00 | 280.1017 | 278.2208 | 272.7591 | 290.8694 | 272.8143 | 280.9809 | 301.0171 | 272.8747 | 276.2959 | 272.5788 | 267.9596 | 272.8395 | 231.8737 | 231.3319 | 272.605 | 269.8161 | 299.242 | 298.9628 | 298.9628 | 231.3319 | 294.1436 | 228.6993
2020-05-02 04:11 | 0.00 | 310.917 | 298.2282 | 301.9039 | 309.458 | 301.9808 | 313.5078 | 311.583 | 302.0652 | 296.8341 | 301.6551 | 298.3525 | 302.016 | 263.6412 | 263.4928 | 301.6911 | 299.3036 | 321.453 | 321.1058 | 321.1058 | 263.4928 | 319.4658 | 262.7797
2020-05-02 04:12 | 0.00 | 322.4111 | 299.8068 | 312.3286 | 308.9613 | 312.4139 | 326.3749 | 302.638 | 312.5076 | 299.0254 | 312.0534 | 310.167 | 312.4529 | 278.6502 | 278.8803 | 312.0932 | 309.9059 | 323.6653 | 323.3111 | 323.3111 | 278.8803 | 324.9815 | 280.0172
2020-05-02 04:13 | 0.00 | 250.6759 | 232.0422 | 244.6033 | 236.0141 | 244.6437 | 252.6406 | 226.6765 | 244.6875 | 231.9568 | 244.47 | 244.1137 | 244.662 | 226.8952 | 227.2221 | 244.4895 | 242.2578 | 244.3019 | 244.1522 | 244.1522 | 227.2221 | 247.8262 | 228.8409
2020-05-02 04:14 | 0.00 | 219.8812 | 196.3477 | 213.9062 | 198.0595 | 213.9264 | 222.4168 | 183.0664 | 213.9479 | 196.7562 | 213.8368 | 214.4674 | 213.9355 | 201.8084 | 202.3352 | 213.8472 | 211.6477 | 206.8242 | 206.767 | 206.767 | 202.3352 | 212.6182 | 204.9523
2020-05-02 04:15 | 0.00 | 86.3349 | 85.1603 | 86.4865 | 85.1291 | 86.4566 | 85.1209 | 83.4404 | 86.4225 | 85.1978 | 86.5756 | 86.4711 | 86.4426 | 84.8424 | 84.8384 | 86.5634 | 87.3987 | 83.3739 | 83.4943 | 83.4943 | 84.8384 | 84.7218 | 84.8695
2020-05-02 04:16 | 0.00 | 131.8152 | 93.4468 | 126.1881 | 88.156 | 126.1699 | 135.8633 | 58.3814 | 126.1487 | 95.3438 | 126.2404 | 130.0163 | 126.1612 | 130.5364 | 131.6709 | 126.2334 | 126.2156 | 97.7229 | 97.829 | 97.829 | 131.6709 | 110.7061 | 137.2902
2020-05-02 04:17 | 0.00 | 58.9427 | 32.0755 | 56.0906 | 27.583 | 56.0558 | 61.6468 | 17.0329 | 56.0161 | 33.5093 | 56.1956 | 60.0204 | 56.0395 | 67.1293 | 68.1346 | 56.1811 | 57.3828 | 31.1501 | 31.2987 | 31.2987 | 68.1346 | 40.3019 | 73.1643
2020-05-02 04:18 | 0.00 | 4.3417 | 2.9835 | 4.2349 | 2.9835 | 4.2152 | 4.4935 | 2.9476 | 4.1928 | 2.9835 | 4.2946 | 4.6035 | 4.206 | 5.7985 | 5.8886 | 4.2863 | 5.0538 | 2.8043 | 2.8816 | 2.8816 | 5.8886 | 2.8878 | 6.3756
2020-05-02 04:19 | 0.00 | 0 | 0 | 0 | 0 | 0 | 0 | 0 | 0 | 0 | 0 | 0 | 0 | 0 | 0 | 0 | 0 | 0 | 0 | 0 | 0 | 0 | 0
2020-05-02 04:20 | 0.00 | 0 | 0 | 0 | 0 | 0 | 0 | 0 | 0 | 0 | 0 | 0 | 0 | 0 | 0 | 0 | 0 | 0 | 0 | 0 | 0 | 0 | 0
2020-05-02 04:21 | 0.00 | 0 | 0 | 0 | 0 | 0 | 0 | 0 | 0 | 0 | 0 | 0 | 0 | 0 | 0 | 0 | 0 | 0 | 0 | 0 | 0 | 0 | 0
2020-05-02 04:22 | 0.00 | 0 | 0 | 0 | 0 | 0 | 0 | 0 | 0 | 0 | 0 | 0 | 0 | 0 | 0 | 0 | 0 | 0 | 0 | 0 | 0 | 0 | 0
2020-05-02 04:23 | 0.00 | 0 | 0 | 0 | 0 | 0 | 0 | 0 | 0 | 0 | 0 | 0 | 0 | 0 | 0 | 0 | 0 | 0 | 0 | 0 | 0 | 0 | 0
2020-05-02 04:24 | 0.00 | 0 | 0 | 0 | 0 | 0 | 0 | 0 | 0 | 0 | 0 | 0 | 0 | 0 | 0 | 0 | 0 | 0 | 0 | 0 | 0 | 0 | 0
2020-05-02 04:25 | 0.00 | 0 | 0 | 0 | 0 | 0 | 0 | 0 | 0 | 0 | 0 | 0 | 0 | 0 | 0 | 0 | 0 | 0 | 0 | 0 | 0 | 0 | 0
2020-05-02 04:26 | 0.00 | 0 | 0 | 0 | 0 | 0 | 0 | 0 | 0 | 0 | 0 | 0 | 0 | 0 | 0 | 0 | 0 | 0 | 0 | 0 | 0 | 0 | 0
2020-05-02 04:27 | 0.00 | 0 | 0 | 0 | 0 | 0 | 0 | 0 | 0 | 0 | 0 | 0 | 0 | 0 | 0 | 0 | 0 | 0 | 0 | 0 | 0 | 0 | 0
2020-05-02 04:28 | 0.00 | 0 | 0 | 0 | 0 | 0 | 0 | 0 | 0 | 0 | 0 | 0 | 0 | 0 | 0 | 0 | 0 | 0 | 0 | 0 | 0 | 0 | 0
2020-05-02 04:29 | 0.00 | 0 | 0 | 0 | 0 | 0 | 0 | 0 | 0 | 0 | 0 | 0 | 0 | 0 | 0 | 0 | 0 | 0 | 0 | 0 | 0 | 0 | 0
2020-05-02 04:30 | 0.00 | 2.606 | 2.7394 | 2.6301 | 2.7815 | 2.617 | 2.5423 | 2.884 | 2.602 | 2.7288 | 2.67 | 2.5821 | 2.6108 | 2.5009 | 2.4834 | 2.6644 | 3.2472 | 2.5916 | 2.6431 | 2.6431 | 2.4834 | 2.5886 | 2.4217
2020-05-02 04:31 | 0.00 | 35.1748 | 37.526 | 35.4218 | 38.4177 | 35.3843 | 34.2716 | 40.3705 | 35.3416 | 37.3217 | 35.5354 | 34.8802 | 35.3667 | 32.8069 | 32.6772 | 35.5197 | 36.9206 | 36.9266 | 37.0733 | 37.0733 | 32.6772 | 36.4205 | 32.1149
2020-05-02 04:32 | 0.00 | 127.5864 | 138.9909 | 126.1955 | 146.7551 | 126.1782 | 125.3878 | 160.207 | 126.1579 | 137.4654 | 126.2451 | 122.4257 | 126.1699 | 103.4761 | 102.7716 | 126.2385 | 126.1592 | 145.7896 | 145.8297 | 145.8297 | 102.7716 | 140.1967 | 99.3709
2020-05-02 04:33 | 0.00 | 182.9555 | 187.5184 | 179.8424 | 195.5171 | 179.8479 | 181.8728 | 205.0356 | 179.8531 | 186.1424 | 179.8195 | 176.4079 | 179.8502 | 154.6117 | 154.0875 | 179.8232 | 178.4699 | 197.3995 | 197.3429 | 197.3429 | 154.0875 | 193.3436 | 151.5566
2020-05-02 04:34 | 0.00 | 276.8595 | 274.5174 | 269.3077 | 287.2639 | 269.3605 | 278.0087 | 297.3405 | 269.4183 | 272.5916 | 269.135 | 264.5006 | 269.3846 | 228.3427 | 227.8094 | 269.1602 | 266.3388 | 296.1303 | 295.86 | 295.86 | 227.8094 | 290.9622 | 225.2246
2020-05-02 04:35 | 0.00 | 308.4304 | 295.3849 | 299.2277 | 306.7181 | 299.3031 | 311.2535 | 308.8173 | 299.3858 | 293.9854 | 298.9838 | 295.6555 | 299.3376 | 260.8045 | 260.6596 | 299.0191 | 296.6364 | 319.1534 | 318.811 | 318.811 | 260.6596 | 317.0839 | 259.9679
2020-05-02 04:36 | 0.00 | 275.1735 | 258.4879 | 267.6803 | 265.5405 | 267.7333 | 277.6394 | 260.8735 | 267.7912 | 257.864 | 267.5072 | 265.932 | 267.7575 | 241.4662 | 241.6094 | 267.5324 | 264.9315 | 275.8057 | 275.586 | 275.586 | 241.6094 | 277.0218 | 242.3327
2020-05-02 04:37 | 0.00 | 261.7023 | 238.4361 | 254.1517 | 242.9552 | 254.1956 | 264.8238 | 231.285 | 254.2433 | 238.399 | 254.0075 | 253.7025 | 254.2155 | 234.1224 | 234.5441 | 254.0286 | 251.2501 | 254.0314 | 253.87 | 253.87 | 234.5441 | 258.1233 | 236.6378
2020-05-02 04:38 | 0.00 | 236.4213 | 207.7522 | 228.8056 | 210.1006 | 228.8333 | 240.2065 | 192.5525 | 228.8632 | 208.2089 | 228.7122 | 229.4106 | 228.8459 | 213.9835 | 214.6182 | 228.726 | 226.0799 | 221.939 | 221.853 | 221.853 | 214.6182 | 228.3678 | 217.7708
2020-05-02 04:39 | 0.00 | 172.2117 | 147.1496 | 167.0331 | 146.6342 | 167.0299 | 174.8861 | 128.5071 | 167.0255 | 147.9437 | 167.0377 | 168.4425 | 167.0282 | 161.0975 | 161.728 | 167.0375 | 165.9372 | 154.6019 | 154.6377 | 154.6377 | 161.728 | 161.7976 | 164.8736
2020-05-02 04:40 | 0.00 | 69.9247 | 62.5699 | 69.1133 | 61.4856 | 69.0802 | 69.9257 | 55.6445 | 69.0425 | 62.9401 | 69.2126 | 69.8234 | 69.0647 | 69.4377 | 69.6303 | 69.1989 | 70.2685 | 61.88 | 62.0152 | 62.0152 | 69.6303 | 64.9966 | 70.6359
2020-05-02 04:41 | 0.00 | 60.3718 | 32.432 | 57.0629 | 27.7422 | 57.0289 | 63.4392 | 14.6739 | 56.9901 | 33.9165 | 57.1653 | 60.7922 | 57.0129 | 66.5357 | 67.5073 | 57.1512 | 58.2939 | 32.4877 | 32.6359 | 32.6359 | 67.5073 | 42.0646 | 72.3603
2020-05-02 04:42 | 0.00 | 3.3894 | 0.88946 | 3.1111 | 0.88946 | 3.0914 | 3.8339 | 0.88631 | 3.069 | 0.88946 | 3.1709 | 3.8842 | 3.0821 | 6.33 | 6.539 | 3.1626 | 3.9325 | 0.78507 | 0.86255 | 0.86255 | 6.539 | 0.82887 | 7.6267
2020-05-02 04:43 | 0.00 | 0 | 0 | 0 | 0 | 0 | 0 | 0 | 0 | 0 | 0 | 0 | 0 | 0 | 0 | 0 | 0 | 0 | 0 | 0 | 0 | 0 | 0
2020-05-02 04:44 | 0.00 | 0 | 0 | 0 | 0 | 0 | 0 | 0 | 0 | 0 | 0 | 0 | 0 | 0 | 0 | 0 | 0 | 0 | 0 | 0 | 0 | 0 | 0
2020-05-02 04:45 | 0.00 | 0 | 0 | 0 | 0 | 0 | 0 | 0 | 0 | 0 | 0 | 0 | 0 | 0 | 0 | 0 | 0 | 0 | 0 | 0 | 0 | 0 | 0
2020-05-02 04:46 | 0.00 | 0 | 0 | 0 | 0 | 0 | 0 | 0 | 0 | 0 | 0 | 0 | 0 | 0 | 0 | 0 | 0 | 0 | 0 | 0 | 0 | 0 | 0
2020-05-02 04:47 | 0.00 | 0 | 0 | 0 | 0 | 0 | 0 | 0 | 0 | 0 | 0 | 0 | 0 | 0 | 0 | 0 | 0 | 0 | 0 | 0 | 0 | 0 | 0
2020-05-02 04:48 | 0.00 | 0 | 0 | 0 | 0 | 0 | 0 | 0 | 0 | 0 | 0 | 0 | 0 | 0 | 0 | 0 | 0 | 0 | 0 | 0 | 0 | 0 | 0
2020-05-02 04:49 | 0.00 | 0 | 0 | 0 | 0 | 0 | 0 | 0 | 0 | 0 | 0 | 0 | 0 | 0 | 0 | 0 | 0 | 0 | 0 | 0 | 0 | 0 | 0
2020-05-02 04:50 | 0.00 | 0 | 0 | 0 | 0 | 0 | 0 | 0 | 0 | 0 | 0 | 0 | 0 | 0 | 0 | 0 | 0 | 0 | 0 | 0 | 0 | 0 | 0
2020-05-02 04:51 | 0.00 | 0 | 0 | 0 | 0 | 0 | 0 | 0 | 0 | 0 | 0 | 0 | 0 | 0 | 0 | 0 | 0 | 0 | 0 | 0 | 0 | 0 | 0
2020-05-02 04:52 | 0.00 | 0 | 0 | 0 | 0 | 0 | 0 | 0 | 0 | 0 | 0 | 0 | 0 | 0 | 0 | 0 | 0 | 0 | 0 | 0 | 0 | 0 | 0
2020-05-02 04:53 | 0.00 | 0 | 0 | 0 | 0 | 0 | 0 | 0 | 0 | 0 | 0 | 0 | 0 | 0 | 0 | 0 | 0 | 0 | 0 | 0 | 0 | 0 | 0
2020-05-02 04:54 | 0.00 | 2.3899 | 2.4818 | 2.4087 | 2.5127 | 2.3955 | 2.336 | 2.5896 | 2.3806 | 2.4741 | 2.4485 | 2.3659 | 2.3894 | 2.2993 | 2.2825 | 2.443 | 3.2028 | 2.3424 | 2.3939 | 2.3939 | 2.2825 | 2.3509 | 2.2241
2020-05-02 04:55 | 0.00 | 26.4387 | 28.0688 | 26.6444 | 28.6542 | 26.6059 | 25.7686 | 29.9627 | 26.5621 | 27.932 | 26.761 | 26.2609 | 26.5879 | 24.928 | 24.8296 | 26.7448 | 28.2148 | 27.4461 | 27.5966 | 27.5966 | 24.8296 | 27.1538 | 24.4225
2020-05-02 04:56 | 0.00 | 109.8514 | 117.302 | 108.6461 | 123.0009 | 108.6246 | 108.2674 | 132.2246 | 108.5996 | 116.2067 | 108.7091 | 105.9037 | 108.6144 | 91.5547 | 91.0485 | 108.7006 | 108.9292 | 122.4018 | 122.4654 | 122.4654 | 91.0485 | 118.6245 | 88.6224
2020-05-02 04:57 | 0.00 | 229.2214 | 238.0767 | 223.5449 | 251.9696 | 223.5691 | 228.7098 | 269.8793 | 223.595 | 235.6568 | 223.4631 | 217.5356 | 223.58 | 181.0096 | 180.076 | 223.4753 | 220.8068 | 257.1546 | 256.989 | 256.989 | 180.076 | 248.8063 | 175.5393
2020-05-02 04:58 | 0.00 | 285.0254 | 282.0131 | 276.8801 | 295.3908 | 276.9385 | 286.6148 | 305.7911 | 277.0024 | 280.0056 | 276.69 | 271.869 | 276.9652 | 233.926 | 233.3807 | 276.7176 | 273.9915 | 305.3285 | 305.0302 | 305.0302 | 233.3807 | 299.8339 | 230.7368
2020-05-02 04:59 | 0.00 | 323.2702 | 308.8975 | 313.205 | 321.0742 | 313.2911 | 326.6991 | 323.3148 | 313.3857 | 307.4021 | 312.9271 | 309.3997 | 313.3305 | 272.0383 | 271.8951 | 312.9673 | 310.8103 | 335.0718 | 334.6797 | 334.6797 | 271.8951 | 332.6868 | 271.2084
2020-05-02 05:00 | 0.00 | 216.1981 | 207.4371 | 212.526 | 211.2391 | 212.5465 | 216.3908 | 208.189 | 212.5683 | 207.0937 | 212.4557 | 211.5345 | 212.5557 | 197.3402 | 197.4018 | 212.4662 | 210.5534 | 215.0399 | 214.9582 | 214.9582 | 197.4018 | 216.4547 | 197.7247
2020-05-02 05:01 | 0.00 | 180.2933 | 172.4913 | 177.9238 | 174.4219 | 177.9293 | 180.0296 | 170.0934 | 177.9344 | 172.4131 | 177.901 | 177.5742 | 177.9315 | 168.5627 | 168.6737 | 177.9047 | 177.0127 | 176.3816 | 176.3657 | 176.3657 | 168.6737 | 178.5537 | 169.2443
2020-05-02 05:02 | 0.00 | 102.8751 | 100.7854 | 102.6917 | 101.0269 | 102.667 | 101.7394 | 98.9439 | 102.6386 | 100.8066 | 102.7645 | 102.6294 | 102.6553 | 99.932 | 99.9443 | 102.7546 | 103.2128 | 99.7088 | 99.8102 | 99.8102 | 99.9443 | 101.2092 | 100.0512
2020-05-02 05:03 | 0.00 | 48.8753 | 48.6199 | 49.0623 | 48.6145 | 49.026 | 48.0856 | 47.9129 | 48.9847 | 48.6274 | 49.1719 | 48.9856 | 49.009 | 48.1305 | 48.0957 | 49.1568 | 50.4657 | 47.2859 | 47.4292 | 47.4292 | 48.0957 | 47.9915 | 47.9856
2020-05-02 05:04 | 0.00 | 34.4743 | 34.1191 | 34.5882 | 34.0767 | 34.5504 | 33.9367 | 33.4481 | 34.5074 | 34.1348 | 34.7027 | 34.5314 | 34.5327 | 33.9802 | 33.9479 | 34.6868 | 36.1074 | 33.0948 | 33.2436 | 33.2436 | 33.9479 | 33.67 | 33.8528
2020-05-02 05:05 | 0.00 | 18.7696 | 18.4716 | 18.8256 | 18.4306 | 18.7866 | 18.4874 | 18.1076 | 18.7424 | 18.4853 | 18.9435 | 18.7769 | 18.7684 | 18.5489 | 18.5161 | 18.9271 | 20.4289 | 17.7738 | 17.9266 | 17.9266 | 18.5161 | 18.1405 | 18.4202
2020-05-02 05:06 | 0.00 | 0.37867 | 0.36846 | 0.37919 | 0.36846 | 0.3726 | 0.37391 | 0.3604 | 0.36511 | 0.36846 | 0.39918 | 0.36704 | 0.36951 | 0.37034 | 0.36359 | 0.39641 | 0.70347 | 0.31761 | 0.34344 | 0.34344 | 0.36359 | 0.33031 | 0.34154
2020-05-02 05:07 | 0.00 | 0 | 0 | 0 | 0 | 0 | 0 | 0 | 0 | 0 | 0 | 0 | 0 | 0 | 0 | 0 | 0 | 0 | 0 | 0 | 0 | 0 | 0
2020-05-02 05:08 | 0.00 | 0 | 0 | 0 | 0 | 0 | 0 | 0 | 0 | 0 | 0 | 0 | 0 | 0 | 0 | 0 | 0 | 0 | 0 | 0 | 0 | 0 | 0
2020-05-02 05:09 | 0.00 | 0 | 0 | 0 | 0 | 0 | 0 | 0 | 0 | 0 | 0 | 0 | 0 | 0 | 0 | 0 | 0 | 0 | 0 | 0 | 0 | 0 | 0
2020-05-02 05:10 | 0.00 | 0 | 0 | 0 | 0 | 0 | 0 | 0 | 0 | 0 | 0 | 0 | 0 | 0 | 0 | 0 | 0 | 0 | 0 | 0 | 0 | 0 | 0
2020-05-02 05:11 | 0.00 | 0 | 0 | 0 | 0 | 0 | 0 | 0 | 0 | 0 | 0 | 0 | 0 | 0 | 0 | 0 | 0 | 0 | 0 | 0 | 0 | 0 | 0
2020-05-02 05:12 | 0.00 | 0 | 0 | 0 | 0 | 0 | 0 | 0 | 0 | 0 | 0 | 0 | 0 | 0 | 0 | 0 | 0 | 0 | 0 | 0 | 0 | 0 | 0
2020-05-02 05:13 | 0.00 | 0 | 0 | 0 | 0 | 0 | 0 | 0 | 0 | 0 | 0 | 0 | 0 | 0 | 0 | 0 | 0 | 0 | 0 | 0 | 0 | 0 | 0
2020-05-02 05:14 | 0.00 | 0 | 0 | 0 | 0 | 0 | 0 | 0 | 0 | 0 | 0 | 0 | 0 | 0 | 0 | 0 | 0 | 0 | 0 | 0 | 0 | 0 | 0
2020-05-02 05:15 | 0.00 | 0 | 0 | 0 | 0 | 0 | 0 | 0 | 0 | 0 | 0 | 0 | 0 | 0 | 0 | 0 | 0 | 0 | 0 | 0 | 0 | 0 | 0
2020-05-02 05:16 | 0.00 | 0 | 0 | 0 | 0 | 0 | 0 | 0 | 0 | 0 | 0 | 0 | 0 | 0 | 0 | 0 | 0 | 0 | 0 | 0 | 0 | 0 | 0
2020-05-02 05:17 | 0.00 | 0 | 0 | 0 | 0 | 0 | 0 | 0 | 0 | 0 | 0 | 0 | 0 | 0 | 0 | 0 | 0 | 0 | 0 | 0 | 0 | 0 | 0
2020-05-02 05:18 | 0.00 | 0 | 0 | 0 | 0 | 0 | 0 | 0 | 0 | 0 | 0 | 0 | 0 | 0 | 0 | 0 | 0 | 0 | 0 | 0 | 0 | 0 | 0
2020-05-02 05:19 | 0.00 | 7.7079 | 7.7415 | 7.7432 | 7.7644 | 7.7171 | 7.5714 | 7.7172 | 7.6874 | 7.7366 | 7.8224 | 7.6735 | 7.7049 | 7.5111 | 7.4797 | 7.8114 | 8.8784 | 7.4055 | 7.5079 | 7.5079 | 7.4797 | 7.5109 | 7.3692
2020-05-02 05:20 | 0.00 | 71.352 | 72.4345 | 71.4303 | 73.3087 | 71.398 | 70.1969 | 74.1293 | 71.361 | 72.2684 | 71.5275 | 70.9441 | 71.3828 | 67.9106 | 67.8047 | 71.5141 | 72.5344 | 71.7216 | 71.8485 | 71.8485 | 67.8047 | 71.8537 | 67.3416
2020-05-02 05:21 | 0.00 | 134.5096 | 136.5206 | 133.6585 | 139.6617 | 133.6418 | 133.0089 | 142.9262 | 133.6222 | 135.9764 | 133.7062 | 132.2597 | 133.6338 | 122.9715 | 122.747 | 133.6998 | 133.5745 | 138.7017 | 138.7626 | 138.7626 | 122.747 | 137.8197 | 121.6899
2020-05-02 05:22 | 0.00 | 142.0052 | 141.3802 | 141.4061 | 143.1236 | 141.3922 | 140.5155 | 143.2605 | 141.3758 | 141.1271 | 141.4446 | 140.7048 | 141.3855 | 134.1782 | 134.0943 | 141.4395 | 141.1031 | 141.8903 | 141.9464 | 141.9464 | 134.0943 | 142.5038 | 133.7191
2020-05-02 05:23 | 0.00 | 235.7298 | 228.0154 | 230.6488 | 234.506 | 230.6785 | 236.5381 | 235.0221 | 230.7104 | 227.2229 | 230.5497 | 228.5794 | 230.6918 | 207.9243 | 207.8375 | 230.5643 | 228.0398 | 240.435 | 240.3024 | 240.3024 | 207.8375 | 239.9348 | 207.4393
2020-05-02 05:24 | 0.00 | 269.1808 | 253.1328 | 261.9251 | 259.9504 | 261.9754 | 271.6675 | 255.5696 | 262.0302 | 252.5271 | 261.7607 | 260.2311 | 261.9983 | 236.6983 | 236.8337 | 261.7846 | 259.1641 | 269.9981 | 269.7882 | 269.7882 | 236.8337 | 271.0687 | 237.5201
2020-05-02 05:25 | 0.00 | 281.466 | 255.2258 | 272.451 | 260.9305 | 272.5089 | 285.7411 | 248.7817 | 272.5722 | 255.0918 | 272.2624 | 271.755 | 272.5353 | 248.7611 | 249.2222 | 272.2898 | 269.8293 | 274.9021 | 274.6792 | 274.6792 | 249.2222 | 278.6755 | 251.5064
2020-05-02 05:26 | 0.00 | 232.5459 | 203.735 | 225.175 | 205.6461 | 225.2045 | 236.3626 | 187.2824 | 225.2364 | 204.2745 | 225.0761 | 225.9552 | 225.2179 | 211.8287 | 212.4893 | 225.0907 | 223.2481 | 217.5626 | 217.4738 | 217.4738 | 212.4893 | 224.1182 | 215.7575
2020-05-02 05:27 | 0.00 | 238.1178 | 187.9048 | 227.103 | 187.1414 | 227.13 | 245.5224 | 151.5642 | 227.159 | 189.4791 | 227.0121 | 229.8981 | 227.1422 | 216.7233 | 218.0075 | 227.0255 | 224.5136 | 206.9347 | 206.8784 | 206.8784 | 218.0075 | 219.5475 | 224.3485
2020-05-02 05:28 | 0.00 | 73.8969 | 68.4299 | 73.2158 | 67.8858 | 73.1836 | 73.6852 | 63.3059 | 73.1468 | 68.666 | 73.3125 | 73.6134 | 73.1684 | 72.3888 | 72.5103 | 73.2991 | 74.309 | 68.0008 | 68.1316 | 68.1316 | 72.5103 | 70.3709 | 73.1669
2020-05-02 05:29 | 0.00 | 35.3094 | 31.1018 | 34.9247 | 30.6015 | 34.887 | 35.3919 | 29.1979 | 34.8442 | 31.2914 | 35.0387 | 35.4937 | 34.8693 | 36.2629 | 36.398 | 35.0229 | 36.4331 | 30.2523 | 30.4016 | 30.4016 | 36.398 | 31.8824 | 37.1354
2020-05-02 05:30 | 0.00 | 2.6101 | 2.4099 | 2.5939 | 2.4099 | 2.5808 | 2.6119 | 2.3777 | 2.5658 | 2.4099 | 2.6338 | 2.6253 | 2.5746 | 2.7641 | 2.7665 | 2.6283 | 3.2963 | 2.2716 | 2.3232 | 2.3232 | 2.7665 | 2.3156 | 2.8026
2020-05-02 05:31 | 0.00 | 0 | 0 | 0 | 0 | 0 | 0 | 0 | 0 | 0 | 0 | 0 | 0 | 0 | 0 | 0 | 0 | 0 | 0 | 0 | 0 | 0 | 0
2020-05-02 05:32 | 0.00 | 0 | 0 | 0 | 0 | 0 | 0 | 0 | 0 | 0 | 0 | 0 | 0 | 0 | 0 | 0 | 0 | 0 | 0 | 0 | 0 | 0 | 0
2020-05-02 05:33 | 0.00 | 0 | 0 | 0 | 0 | 0 | 0 | 0 | 0 | 0 | 0 | 0 | 0 | 0 | 0 | 0 | 0 | 0 | 0 | 0 | 0 | 0 | 0
2020-05-02 05:34 | 0.00 | 0 | 0 | 0 | 0 | 0 | 0 | 0 | 0 | 0 | 0 | 0 | 0 | 0 | 0 | 0 | 0 | 0 | 0 | 0 | 0 | 0 | 0
2020-05-02 05:35 | 0.00 | 0 | 0 | 0 | 0 | 0 | 0 | 0 | 0 | 0 | 0 | 0 | 0 | 0 | 0 | 0 | 0 | 0 | 0 | 0 | 0 | 0 | 0
2020-05-02 05:36 | 0.00 | 0 | 0 | 0 | 0 | 0 | 0 | 0 | 0 | 0 | 0 | 0 | 0 | 0 | 0 | 0 | 0 | 0 | 0 | 0 | 0 | 0 | 0
2020-05-02 05:37 | 0.00 | 0 | 0 | 0 | 0 | 0 | 0 | 0 | 0 | 0 | 0 | 0 | 0 | 0 | 0 | 0 | 0 | 0 | 0 | 0 | 0 | 0 | 0
2020-05-02 05:38 | 0.00 | 0 | 0 | 0 | 0 | 0 | 0 | 0 | 0 | 0 | 0 | 0 | 0 | 0 | 0 | 0 | 0 | 0 | 0 | 0 | 0 | 0 | 0
2020-05-02 05:39 | 0.00 | 0 | 0 | 0 | 0 | 0 | 0 | 0 | 0 | 0 | 0 | 0 | 0 | 0 | 0 | 0 | 0 | 0 | 0 | 0 | 0 | 0 | 0
2020-05-02 05:40 | 0.00 | 0 | 0 | 0 | 0 | 0 | 0 | 0 | 0 | 0 | 0 | 0 | 0 | 0 | 0 | 0 | 0 | 0 | 0 | 0 | 0 | 0 | 0
2020-05-02 05:41 | 0.00 | 0 | 0 | 0 | 0 | 0 | 0 | 0 | 0 | 0 | 0 | 0 | 0 | 0 | 0 | 0 | 0 | 0 | 0 | 0 | 0 | 0 | 0
2020-05-02 05:42 | 0.00 | 4.7205 | 5.8368 | 4.813 | 6.2134 | 4.7933 | 4.5076 | 7.3177 | 4.771 | 5.7456 | 4.8726 | 4.6052 | 4.7841 | 4.1437 | 4.0996 | 4.8644 | 5.6305 | 5.7035 | 5.7803 | 5.7803 | 4.0996 | 5.3316 | 3.9324
2020-05-02 05:43 | 0.00 | 66.3288 | 87.2375 | 66.4375 | 96.2097 | 66.4045 | 63.2491 | 117.1178 | 66.3668 | 85.2637 | 66.5366 | 61.8301 | 66.389 | 44.6688 | 43.7772 | 66.523 | 67.59 | 92.8237 | 92.9306 | 92.9306 | 43.7772 | 83.9836 | 39.5654
2020-05-02 05:44 | 0.00 | 151.2954 | 170.6484 | 148.344 | 184.0019 | 148.3328 | 149.0953 | 207.6457 | 148.3193 | 168.0281 | 148.3742 | 141.8821 | 148.3273 | 110.3939 | 109.2034 | 148.3704 | 147.841 | 184.7584 | 184.7468 | 184.7468 | 109.2034 | 174.1351 | 103.4358
2020-05-02 05:45 | 0.00 | 229.5169 | 237.4313 | 223.147 | 251.8785 | 223.171 | 229.7306 | 270.006 | 223.1966 | 234.9485 | 223.066 | 216.9648 | 223.1817 | 179.0222 | 178.0814 | 223.078 | 220.3998 | 258.4772 | 258.3084 | 258.3084 | 178.0814 | 249.7515 | 173.518
2020-05-02 05:46 | 0.00 | 273.9317 | 270.116 | 265.629 | 283.2305 | 265.6793 | 276.0328 | 293.1315 | 265.7342 | 268.1712 | 265.4644 | 260.7539 | 265.7022 | 223.6929 | 223.1747 | 265.4884 | 262.6342 | 293.8136 | 293.55 | 293.55 | 223.1747 | 288.3611 | 220.6766
2020-05-02 05:47 | 0.00 | 282.5435 | 270.3549 | 274.0286 | 280.6297 | 274.0867 | 285.4524 | 282.482 | 274.1501 | 269.0954 | 273.8396 | 270.7893 | 274.1131 | 239.3622 | 239.2298 | 273.8671 | 271.3543 | 292.3782 | 292.1091 | 292.1091 | 239.2298 | 290.3962 | 238.6139
2020-05-02 05:48 | 0.00 | 299.906 | 277.6408 | 289.9975 | 286.3331 | 290.0677 | 304.3136 | 280.138 | 290.1447 | 276.9226 | 289.7697 | 287.9742 | 290.0998 | 258.4388 | 258.6684 | 289.8027 | 287.5875 | 301.3079 | 301.0122 | 301.0122 | 258.6684 | 302.3731 | 259.8212
2020-05-02 05:49 | 0.00 | 293.5153 | 263.032 | 282.9119 | 269.6074 | 282.9751 | 299.0117 | 255.7837 | 283.0445 | 262.8848 | 282.7062 | 282.1217 | 283.0041 | 256.1072 | 256.6407 | 282.736 | 280.1331 | 286.57 | 286.3238 | 286.3238 | 256.6407 | 290.5832 | 259.2913
2020-05-02 05:50 | 0.00 | 272.7369 | 231.5386 | 261.2907 | 235.1749 | 261.3379 | 279.6624 | 210.892 | 261.3893 | 232.1657 | 261.1358 | 262.109 | 261.3594 | 240.9068 | 241.8199 | 261.1584 | 258.256 | 254.7391 | 254.581 | 254.581 | 241.8199 | 262.6706 | 246.3451
2020-05-02 05:51 | 0.00 | 221.4813 | 173.1672 | 210.7063 | 172.568 | 210.7232 | 228.8909 | 138.8972 | 210.741 | 174.6551 | 210.6475 | 213.3385 | 210.7307 | 200.5568 | 201.7781 | 210.6564 | 208.1966 | 191.9452 | 191.9214 | 191.9214 | 201.7781 | 203.8396 | 207.8286
2020-05-02 05:52 | 0.00 | 96.688 | 71.9594 | 92.1752 | 69.9056 | 92.1514 | 99.9607 | 51.3922 | 92.1238 | 72.9796 | 92.2454 | 94.0937 | 92.1401 | 91.5193 | 92.1778 | 92.2359 | 92.6334 | 77.8432 | 77.9566 | 77.9566 | 92.1778 | 85.1255 | 95.4758
2020-05-02 05:53 | 0.00 | 32.26 | 28.4432 | 31.8987 | 28.0211 | 31.8607 | 32.3584 | 27.0632 | 31.8174 | 28.6019 | 32.0138 | 32.4202 | 31.8428 | 33.1607 | 33.2832 | 31.9979 | 33.4343 | 27.6241 | 27.7744 | 27.7744 | 33.2832 | 29.0911 | 33.96
2020-05-02 05:54 | 0.00 | 2.5712 | 2.0208 | 2.4941 | 2.0208 | 2.481 | 2.6694 | 1.9942 | 2.4661 | 2.0208 | 2.534 | 2.6413 | 2.4748 | 3.1139 | 3.1503 | 2.5285 | 3.1038 | 1.8952 | 1.9468 | 1.9468 | 3.1503 | 1.9327 | 3.3584
2020-05-02 05:55 | 0.00 | 0 | 0 | 0 | 0 | 0 | 0 | 0 | 0 | 0 | 0 | 0 | 0 | 0 | 0 | 0 | 0 | 0 | 0 | 0 | 0 | 0 | 0
2020-05-02 05:56 | 0.00 | 0 | 0 | 0 | 0 | 0 | 0 | 0 | 0 | 0 | 0 | 0 | 0 | 0 | 0 | 0 | 0 | 0 | 0 | 0 | 0 | 0 | 0
2020-05-02 05:57 | 0.00 | 0 | 0 | 0 | 0 | 0 | 0 | 0 | 0 | 0 | 0 | 0 | 0 | 0 | 0 | 0 | 0 | 0 | 0 | 0 | 0 | 0 | 0
2020-05-02 05:58 | 0.00 | 0 | 0 | 0 | 0 | 0 | 0 | 0 | 0 | 0 | 0 | 0 | 0 | 0 | 0 | 0 | 0 | 0 | 0 | 0 | 0 | 0 | 0
2020-05-02 05:59 | 0.00 | 0 | 0 | 0 | 0 | 0 | 0 | 0 | 0 | 0 | 0 | 0 | 0 | 0 | 0 | 0 | 0 | 0 | 0 | 0 | 0 | 0 | 0
2020-05-02 06:00 | 0.00 | 0 | 0 | 0 | 0 | 0 | 0 | 0 | 0 | 0 | 0 | 0 | 0 | 0 | 0 | 0 | 0 | 0 | 0 | 0 | 0 | 0 | 0
2020-05-02 06:01 | 0.00 | 0 | 0 | 0 | 0 | 0 | 0 | 0 | 0 | 0 | 0 | 0 | 0 | 0 | 0 | 0 | 0 | 0 | 0 | 0 | 0 | 0 | 0
2020-05-02 06:02 | 0.00 | 0 | 0 | 0 | 0 | 0 | 0 | 0 | 0 | 0 | 0 | 0 | 0 | 0 | 0 | 0 | 0 | 0 | 0 | 0 | 0 | 0 | 0
2020-05-02 06:03 | 0.00 | 0 | 0 | 0 | 0 | 0 | 0 | 0 | 0 | 0 | 0 | 0 | 0 | 0 | 0 | 0 | 0 | 0 | 0 | 0 | 0 | 0 | 0
2020-05-02 06:04 | 0.00 | 0 | 0 | 0 | 0 | 0 | 0 | 0 | 0 | 0 | 0 | 0 | 0 | 0 | 0 | 0 | 0 | 0 | 0 | 0 | 0 | 0 | 0
2020-05-02 06:05 | 0.00 | 0 | 0 | 0 | 0 | 0 | 0 | 0 | 0 | 0 | 0 | 0 | 0 | 0 | 0 | 0 | 0 | 0 | 0 | 0 | 0 | 0 | 0
2020-05-02 06:06 | 0.00 | 2.4333 | 2.6491 | 2.4567 | 2.7279 | 2.4369 | 2.3674 | 2.9311 | 2.4145 | 2.6302 | 2.5165 | 2.3806 | 2.4277 | 2.2729 | 2.2469 | 2.5082 | 3.2797 | 2.4909 | 2.5683 | 2.5683 | 2.2469 | 2.4511 | 2.1555
2020-05-02 06:07 | 0.00 | 68.0562 | 91.09 | 67.9974 | 101.1826 | 67.9645 | 64.9384 | 124.6123 | 67.927 | 88.8826 | 68.096 | 62.8771 | 67.9491 | 43.8842 | 42.9136 | 68.0824 | 69.1374 | 97.9361 | 98.0401 | 98.0401 | 42.9136 | 87.9111 | 38.3402
2020-05-02 06:08 | 0.00 | 156.7465 | 176.4231 | 153.1503 | 190.8377 | 153.141 | 154.9565 | 215.8295 | 153.1297 | 173.6258 | 153.1743 | 146.2401 | 153.1364 | 112.1258 | 110.8699 | 153.1714 | 152.5005 | 192.655 | 192.6294 | 192.6294 | 110.8699 | 181.2239 | 104.7857
2020-05-02 06:09 | 0.00 | 225.0608 | 232.3515 | 218.53 | 246.7043 | 218.5511 | 225.5909 | 264.4822 | 218.5736 | 229.9 | 218.4577 | 212.4133 | 218.5606 | 174.7468 | 173.8239 | 218.4685 | 215.8204 | 253.765 | 253.6088 | 253.6088 | 173.8239 | 245.0872 | 169.3539
2020-05-02 06:10 | 0.00 | 271.887 | 267.6877 | 263.2823 | 281.0665 | 263.331 | 274.3017 | 291.1123 | 263.3842 | 265.7128 | 263.1225 | 258.3255 | 263.3533 | 220.7079 | 220.1859 | 263.1458 | 260.2787 | 292.2795 | 292.0198 | 292.0198 | 220.1859 | 286.6355 | 217.6754
2020-05-02 06:11 | 0.00 | 313.3517 | 297.784 | 302.6578 | 310.2598 | 302.7353 | 317.6504 | 312.4277 | 302.8205 | 296.2759 | 302.4068 | 298.7943 | 302.7709 | 260.9989 | 260.8655 | 302.4431 | 300.0782 | 325.7906 | 325.4291 | 325.4291 | 260.8655 | 323.0885 | 260.247
2020-05-02 06:12 | 0.00 | 321.7205 | 296.3303 | 310.0996 | 306.5507 | 310.183 | 327.3007 | 300.1267 | 310.2747 | 295.4622 | 309.8301 | 307.6883 | 310.2213 | 273.6376 | 273.8875 | 309.8691 | 307.6365 | 324.5922 | 324.2349 | 324.2349 | 273.8875 | 325.2738 | 275.1436
2020-05-02 06:13 | 0.00 | 293.1569 | 261.3515 | 281.9997 | 268.2338 | 282.0621 | 299.1855 | 254.0126 | 282.1304 | 261.195 | 281.7967 | 281.1647 | 282.0906 | 254.2791 | 254.8316 | 281.8262 | 279.1929 | 286.3598 | 286.1151 | 286.1151 | 254.8316 | 290.3177 | 257.5826
2020-05-02 06:14 | 0.00 | 279.276 | 236.4738 | 267.2214 | 240.4566 | 267.2729 | 286.7357 | 215.5435 | 267.3291 | 237.0964 | 267.053 | 268.0091 | 267.2964 | 245.753 | 246.6973 | 267.0776 | 264.2452 | 261.3403 | 261.1645 | 261.1645 | 246.6973 | 269.2684 | 251.3749
2020-05-02 06:15 | 0.00 | 196.8182 | 156.205 | 187.6356 | 155.9179 | 187.642 | 203.0875 | 127.9197 | 187.6481 | 157.4208 | 187.61 | 189.7565 | 187.6447 | 178.4952 | 179.5055 | 187.6141 | 185.9598 | 172.3028 | 172.3097 | 172.3097 | 179.5055 | 182.1866 | 184.5265
2020-05-02 06:16 | 0.00 | 131.0811 | 89.5328 | 123.5931 | 85.6294 | 123.5742 | 137.0462 | 55.5648 | 123.5523 | 91.3073 | 123.6475 | 127.0814 | 123.5652 | 124.4916 | 125.6491 | 123.6402 | 123.6709 | 99.3404 | 99.4433 | 99.4433 | 125.6491 | 111.4281 | 131.4035
2020-05-02 06:17 | 0.00 | 49.1573 | 29.3418 | 46.3943 | 26.6084 | 46.3581 | 51.8168 | 19.421 | 46.3168 | 30.2647 | 46.5037 | 48.9396 | 46.341 | 52.4148 | 53.1023 | 46.4885 | 47.7925 | 30.2097 | 30.3589 | 30.3589 | 53.1023 | 36.5586 | 56.5754
2020-05-02 06:18 | 0.00 | 1.3645 | 1.2927 | 1.3582 | 1.2927 | 1.345 | 1.3609 | 1.2707 | 1.3301 | 1.2927 | 1.3982 | 1.352 | 1.3389 | 1.4009 | 1.393 | 1.3926 | 1.9075 | 1.1776 | 1.2292 | 1.2292 | 1.393 | 1.2097 | 1.3772
2020-05-02 06:19 | 0.00 | 0 | 0 | 0 | 0 | 0 | 0 | 0 | 0 | 0 | 0 | 0 | 0 | 0 | 0 | 0 | 0 | 0 | 0 | 0 | 0 | 0 | 0
2020-05-02 06:20 | 0.00 | 0 | 0 | 0 | 0 | 0 | 0 | 0 | 0 | 0 | 0 | 0 | 0 | 0 | 0 | 0 | 0 | 0 | 0 | 0 | 0 | 0 | 0
2020-05-02 06:21 | 0.00 | 0 | 0 | 0 | 0 | 0 | 0 | 0 | 0 | 0 | 0 | 0 | 0 | 0 | 0 | 0 | 0 | 0 | 0 | 0 | 0 | 0 | 0
2020-05-02 06:22 | 0.00 | 0 | 0 | 0 | 0 | 0 | 0 | 0 | 0 | 0 | 0 | 0 | 0 | 0 | 0 | 0 | 0 | 0 | 0 | 0 | 0 | 0 | 0
2020-05-02 06:23 | 0.00 | 0 | 0 | 0 | 0 | 0 | 0 | 0 | 0 | 0 | 0 | 0 | 0 | 0 | 0 | 0 | 0 | 0 | 0 | 0 | 0 | 0 | 0
2020-05-02 06:24 | 0.00 | 0 | 0 | 0 | 0 | 0 | 0 | 0 | 0 | 0 | 0 | 0 | 0 | 0 | 0 | 0 | 0 | 0 | 0 | 0 | 0 | 0 | 0
2020-05-02 06:25 | 0.00 | 0 | 0 | 0 | 0 | 0 | 0 | 0 | 0 | 0 | 0 | 0 | 0 | 0 | 0 | 0 | 0 | 0 | 0 | 0 | 0 | 0 | 0
2020-05-02 06:26 | 0.00 | 0 | 0 | 0 | 0 | 0 | 0 | 0 | 0 | 0 | 0 | 0 | 0 | 0 | 0 | 0 | 0 | 0 | 0 | 0 | 0 | 0 | 0
2020-05-02 06:27 | 0.00 | 0 | 0 | 0 | 0 | 0 | 0 | 0 | 0 | 0 | 0 | 0 | 0 | 0 | 0 | 0 | 0 | 0 | 0 | 0 | 0 | 0 | 0
2020-05-02 06:28 | 0.00 | 0 | 0 | 0 | 0 | 0 | 0 | 0 | 0 | 0 | 0 | 0 | 0 | 0 | 0 | 0 | 0 | 0 | 0 | 0 | 0 | 0 | 0
2020-05-02 06:29 | 0.00 | 0 | 0 | 0 | 0 | 0 | 0 | 0 | 0 | 0 | 0 | 0 | 0 | 0 | 0 | 0 | 0 | 0 | 0 | 0 | 0 | 0 | 0
2020-05-02 06:30 | 0.00 | 5.1179 | 8.2098 | 5.2889 | 9.3209 | 5.2693 | 4.7005 | 12.5345 | 5.247 | 7.9484 | 5.3484 | 4.7642 | 5.2601 | 3.4971 | 3.4111 | 5.3402 | 6.1032 | 8.4673 | 8.5433 | 8.5433 | 3.4111 | 7.2305 | 3.1046
2020-05-02 06:31 | 0.00 | 69.5364 | 93.7626 | 69.2118 | 104.7303 | 69.1792 | 66.5342 | 129.8569 | 69.142 | 91.3858 | 69.3098 | 63.7083 | 69.1639 | 43.1854 | 42.1618 | 69.2963 | 70.3347 | 101.8949 | 101.9952 | 101.9952 | 42.1618 | 91.0073 | 37.3467
2020-05-02 06:32 | 0.00 | 156.4778 | 175.5628 | 152.5665 | 190.1478 | 152.557 | 155.0551 | 215.0671 | 152.5454 | 172.7541 | 152.5914 | 145.6183 | 152.5523 | 111.0748 | 109.8247 | 152.5883 | 151.9352 | 192.6381 | 192.6126 | 192.6126 | 109.8247 | 181.1053 | 103.7739
2020-05-02 06:33 | 0.00 | 228.2466 | 235.1785 | 221.2513 | 250.0566 | 221.274 | 229.161 | 268.2553 | 221.2982 | 232.6537 | 221.1743 | 214.9479 | 221.2842 | 175.9434 | 175.0031 | 221.1858 | 218.4828 | 257.9733 | 257.8066 | 257.8066 | 175.0031 | 248.9508 | 170.4516
2020-05-02 06:34 | 0.00 | 256.8468 | 252.6206 | 248.7168 | 265.1345 | 248.7558 | 259.2125 | 274.3856 | 248.7982 | 250.7831 | 248.5877 | 244.0898 | 248.7736 | 209.0057 | 208.5222 | 248.6066 | 245.6414 | 275.7855 | 275.5721 | 275.5721 | 208.5222 | 270.5388 | 206.2068
2020-05-02 06:35 | 0.00 | 308.2173 | 292.4956 | 297.4602 | 304.9301 | 297.5336 | 312.7038 | 307.0657 | 297.6142 | 290.9986 | 297.2225 | 293.6149 | 297.5672 | 256.0973 | 255.9664 | 297.2569 | 294.7905 | 320.7083 | 320.3635 | 320.3635 | 255.9664 | 317.9468 | 255.3661
2020-05-02 06:36 | 0.00 | 316.648 | 291.94 | 305.2599 | 301.9773 | 305.3398 | 322.1778 | 295.8802 | 305.4276 | 291.0805 | 305.0014 | 302.8758 | 305.3764 | 269.5748 | 269.8122 | 305.0388 | 302.7496 | 319.7082 | 319.3645 | 319.3645 | 269.8122 | 320.2655 | 271.0089
2020-05-02 06:37 | 0.00 | 230.3054 | 211.413 | 224.0352 | 215.2952 | 224.0613 | 232.9578 | 206.1006 | 224.0893 | 211.3503 | 223.9474 | 223.5735 | 224.0731 | 207.2476 | 207.5716 | 223.9604 | 221.6917 | 224.5225 | 224.4264 | 224.4264 | 207.5716 | 227.666 | 209.1971
2020-05-02 06:38 | 0.00 | 214.2707 | 188.0068 | 206.9528 | 190.5445 | 206.9696 | 218.2942 | 175.1319 | 206.9873 | 188.3687 | 206.8941 | 207.3553 | 206.9771 | 192.8297 | 193.3868 | 206.903 | 204.79 | 202.4186 | 202.3686 | 202.3686 | 193.3868 | 207.7034 | 196.172
2020-05-02 06:39 | 0.00 | 200.7463 | 158.8836 | 191.259 | 158.5797 | 191.2668 | 207.3248 | 129.7328 | 191.2745 | 160.1404 | 191.2289 | 193.4493 | 191.2701 | 182.011 | 183.0534 | 191.2337 | 189.4059 | 175.711 | 175.7139 | 175.7139 | 183.0534 | 185.7894 | 188.23
2020-05-02 06:40 | 0.01 | 146.3965 | 95.0229 | 137.0398 | 90.1854 | 137.0246 | 154.1369 | 53.7284 | 137.0067 | 97.2173 | 137.0825 | 141.3829 | 137.0173 | 138.6035 | 140.0434 | 137.0769 | 136.8378 | 107.7226 | 107.819 | 107.819 | 140.0434 | 122.3902 | 147.1852
2020-05-02 06:41 | 0.01 | 39.2959 | 26.2141 | 37.4813 | 24.5907 | 37.444 | 41.0473 | 22.0642 | 37.4015 | 26.7884 | 37.5942 | 39.2601 | 37.4265 | 41.9187 | 42.3915 | 37.5785 | 38.963 | 26.2564 | 26.4065 | 26.4065 | 42.3915 | 30.4586 | 44.8076
2020-05-02 06:42 | 0.01 | 0.7841 | 0.75615 | 0.78219 | 0.75615 | 0.76901 | 0.77919 | 0.73986 | 0.75402 | 0.75615 | 0.82217 | 0.76224 | 0.76283 | 0.78217 | 0.77028 | 0.81661 | 1.3325 | 0.65409 | 0.70573 | 0.70573 | 0.77028 | 0.67961 | 0.73443
2020-05-02 06:43 | 0.01 | 0 | 0 | 0 | 0 | 0 | 0 | 0 | 0 | 0 | 0 | 0 | 0 | 0 | 0 | 0 | 0 | 0 | 0 | 0 | 0 | 0 | 0
2020-05-02 06:44 | 0.02 | 0 | 0 | 0 | 0 | 0 | 0 | 0 | 0 | 0 | 0 | 0 | 0 | 0 | 0 | 0 | 0 | 0 | 0 | 0 | 0 | 0 | 0
2020-05-02 06:45 | 0.02 | 0 | 0 | 0 | 0 | 0 | 0 | 0 | 0 | 0 | 0 | 0 | 0 | 0 | 0 | 0 | 0 | 0 | 0 | 0 | 0 | 0 | 0
2020-05-02 06:46 | 0.03 | 0 | 0 | 0 | 0 | 0 | 0 | 0 | 0 | 0 | 0 | 0 | 0 | 0 | 0 | 0 | 0 | 0 | 0 | 0 | 0 | 0 | 0
2020-05-02 06:47 | 0.03 | 0 | 0 | 0 | 0 | 0 | 0 | 0 | 0 | 0 | 0 | 0 | 0 | 0 | 0 | 0 | 0 | 0 | 0 | 0 | 0 | 0 | 0
2020-05-02 06:48 | 0.03 | 0 | 0 | 0 | 0 | 0 | 0 | 0 | 0 | 0 | 0 | 0 | 0 | 0 | 0 | 0 | 0 | 0 | 0 | 0 | 0 | 0 | 0
2020-05-02 06:49 | 0.04 | 0 | 0 | 0 | 0 | 0 | 0 | 0 | 0 | 0 | 0 | 0 | 0 | 0 | 0 | 0 | 0 | 0 | 0 | 0 | 0 | 0 | 0
2020-05-02 06:50 | 0.04 | 0 | 0 | 0 | 0 | 0 | 0 | 0 | 0 | 0 | 0 | 0 | 0 | 0 | 0 | 0 | 0 | 0 | 0 | 0 | 0 | 0 | 0
2020-05-02 06:51 | 0.04 | 0 | 0 | 0 | 0 | 0 | 0 | 0 | 0 | 0 | 0 | 0 | 0 | 0 | 0 | 0 | 0 | 0 | 0 | 0 | 0 | 0 | 0
2020-05-02 06:52 | 0.05 | 0 | 0 | 0 | 0 | 0 | 0 | 0 | 0 | 0 | 0 | 0 | 0 | 0 | 0 | 0 | 0 | 0 | 0 | 0 | 0 | 0 | 0
2020-05-02 06:53 | 0.05 | 0 | 0 | 0 | 0 | 0 | 0 | 0 | 0 | 0 | 0 | 0 | 0 | 0 | 0 | 0 | 0 | 0 | 0 | 0 | 0 | 0 | 0
2020-05-02 06:54 | 0.05 | 2.4008 | 2.5363 | 2.4176 | 2.5896 | 2.4044 | 2.3454 | 2.7094 | 2.3895 | 2.524 | 2.4574 | 2.3659 | 2.3983 | 2.2747 | 2.2571 | 2.4519 | 3.1379 | 2.4215 | 2.473 | 2.473 | 2.2571 | 2.405 | 2.1959
2020-05-02 06:55 | 0.06 | 65.5599 | 85.4284 | 65.0434 | 94.8388 | 65.0101 | 63.2062 | 115.8842 | 64.9721 | 83.4151 | 65.1436 | 60.3517 | 64.9944 | 42.5291 | 41.662 | 65.1298 | 66.2208 | 92.8558 | 92.964 | 92.964 | 41.662 | 83.685 | 37.5882
2020-05-02 06:56 | 0.06 | 121.8152 | 134.285 | 119.4764 | 143.6708 | 119.4558 | 120.5321 | 159.7355 | 119.4318 | 132.4754 | 119.5365 | 115.0004 | 119.4459 | 92.9158 | 92.1089 | 119.5284 | 119.6918 | 144.5999 | 144.6477 | 144.6477 | 92.1089 | 137.372 | 88.2296
2020-05-02 06:57 | 0.06 | 175.1941 | 177.6978 | 171.1786 | 186.0207 | 171.1795 | 175.3037 | 195.0677 | 171.1796 | 176.3274 | 171.1703 | 167.7317 | 171.1797 | 145.2954 | 144.8059 | 171.172 | 169.9184 | 190.0097 | 189.9699 | 189.9699 | 144.8059 | 185.7287 | 142.4621
2020-05-02 06:58 | 0.07 | 275.4718 | 270.135 | 266.0994 | 284.1601 | 266.1499 | 278.6128 | 294.3854 | 266.2051 | 268.0898 | 265.9342 | 260.9576 | 266.173 | 221.6724 | 221.1486 | 265.9583 | 263.0964 | 296.9062 | 296.6341 | 296.6341 | 221.1486 | 290.8944 | 218.6362
2020-05-02 06:59 | 0.07 | 307.6708 | 291.3953 | 296.5859 | 304.0663 | 296.6586 | 312.51 | 306.2232 | 296.7383 | 289.8766 | 296.3503 | 292.6804 | 296.6918 | 254.5889 | 254.4603 | 296.3844 | 293.903 | 320.5497 | 320.2054 | 320.2054 | 254.4603 | 317.6354 | 253.8764
2020-05-02 07:00 | 0.08 | 316.4927 | 290.496 | 304.4978 | 300.9321 | 304.5768 | 322.5823 | 294.5761 | 304.6636 | 289.6116 | 304.2421 | 302.032 | 304.613 | 267.6452 | 267.8963 | 304.2791 | 301.9491 | 319.892 | 319.5493 | 319.5493 | 267.8963 | 320.3315 | 269.1693
2020-05-02 07:01 | 0.08 | 307.2896 | 271.9007 | 294.6655 | 279.6819 | 294.7369 | 314.5345 | 264.3135 | 294.8152 | 271.7087 | 294.4343 | 293.7068 | 294.7695 | 264.0341 | 264.6467 | 294.4678 | 291.9658 | 300.7336 | 300.4498 | 300.4498 | 264.6467 | 304.669 | 267.6968
2020-05-02 07:02 | 0.08 | 257.0488 | 217.9847 | 245.8758 | 221.7623 | 245.9132 | 264.0706 | 199.4411 | 245.9537 | 218.5258 | 245.752 | 246.5182 | 245.9301 | 225.9847 | 226.8277 | 245.7701 | 242.8579 | 241.0766 | 240.9507 | 240.9507 | 226.8277 | 248.1298 | 231.0217
2020-05-02 07:03 | 0.09 | 173.9635 | 144.8207 | 166.9858 | 145.4646 | 166.9901 | 178.4012 | 126.0309 | 166.9939 | 145.5665 | 166.9668 | 168.1986 | 166.9918 | 157.9323 | 158.6236 | 166.97 | 165.8606 | 157.6457 | 157.6532 | 157.6532 | 158.6236 | 164.3788 | 162.0706
2020-05-02 07:04 | 0.09 | 40.2662 | 39.8456 | 40.3859 | 39.8106 | 40.3486 | 39.6535 | 39.093 | 40.3062 | 39.8621 | 40.4986 | 40.3295 | 40.3311 | 39.6544 | 39.624 | 40.483 | 41.8646 | 38.7389 | 38.8858 | 38.8858 | 39.624 | 39.3887 | 39.5373
2020-05-02 07:05 | 0.10 | 16.7542 | 16.4665 | 16.792 | 16.4354 | 16.753 | 16.5161 | 16.1471 | 16.7086 | 16.4777 | 16.9102 | 16.7385 | 16.7347 | 16.5221 | 16.4884 | 16.8938 | 18.4018 | 15.8396 | 15.9927 | 15.9927 | 16.4884 | 16.1709 | 16.3886
2020-05-02 07:06 | 0.11 | 1.1174 | 1.0938 | 1.1176 | 1.0938 | 1.1044 | 1.1062 | 1.0744 | 1.0894 | 1.0938 | 1.1576 | 1.0955 | 1.0982 | 1.1031 | 1.0904 | 1.152 | 1.6676 | 0.98471 | 1.0363 | 1.0363 | 1.0904 | 1.0138 | 1.0507
2020-05-02 07:07 | 0.11 | 0 | 0 | 0 | 0 | 0 | 0 | 0 | 0 | 0 | 0 | 0 | 0 | 0 | 0 | 0 | 0 | 0 | 0 | 0 | 0 | 0 | 0
2020-05-02 07:08 | 0.12 | 0 | 0 | 0 | 0 | 0 | 0 | 0 | 0 | 0 | 0 | 0 | 0 | 0 | 0 | 0 | 0 | 0 | 0 | 0 | 0 | 0 | 0
2020-05-02 07:09 | 0.12 | 0 | 0 | 0 | 0 | 0 | 0 | 0 | 0 | 0 | 0 | 0 | 0 | 0 | 0 | 0 | 0 | 0 | 0 | 0 | 0 | 0 | 0
2020-05-02 07:10 | 0.13 | 0 | 0 | 0 | 0 | 0 | 0 | 0 | 0 | 0 | 0 | 0 | 0 | 0 | 0 | 0 | 0 | 0 | 0 | 0 | 0 | 0 | 0
2020-05-02 07:11 | 0.13 | 0 | 0 | 0 | 0 | 0 | 0 | 0 | 0 | 0 | 0 | 0 | 0 | 0 | 0 | 0 | 0 | 0 | 0 | 0 | 0 | 0 | 0
2020-05-02 07:12 | 0.14 | 0 | 0 | 0 | 0 | 0 | 0 | 0 | 0 | 0 | 0 | 0 | 0 | 0 | 0 | 0 | 0 | 0 | 0 | 0 | 0 | 0 | 0
2020-05-02 07:13 | 0.14 | 0 | 0 | 0 | 0 | 0 | 0 | 0 | 0 | 0 | 0 | 0 | 0 | 0 | 0 | 0 | 0 | 0 | 0 | 0 | 0 | 0 | 0
2020-05-02 07:14 | 0.14 | 0 | 0 | 0 | 0 | 0 | 0 | 0 | 0 | 0 | 0 | 0 | 0 | 0 | 0 | 0 | 0 | 0 | 0 | 0 | 0 | 0 | 0
2020-05-02 07:15 | 0.15 | 0 | 0 | 0 | 0 | 0 | 0 | 0 | 0 | 0 | 0 | 0 | 0 | 0 | 0 | 0 | 0 | 0 | 0 | 0 | 0 | 0 | 0
2020-05-02 07:16 | 0.15 | 0 | 0 | 0 | 0 | 0 | 0 | 0 | 0 | 0 | 0 | 0 | 0 | 0 | 0 | 0 | 0 | 0 | 0 | 0 | 0 | 0 | 0
2020-05-02 07:17 | 0.15 | 0 | 0 | 0 | 0 | 0 | 0 | 0 | 0 | 0 | 0 | 0 | 0 | 0 | 0 | 0 | 0 | 0 | 0 | 0 | 0 | 0 | 0
2020-05-02 07:18 | 0.15 | 4.968 | 7.1907 | 5.0601 | 8.05 | 5.0405 | 4.6762 | 10.4204 | 5.0182 | 6.9938 | 5.1197 | 4.6504 | 5.0313 | 3.6448 | 3.5765 | 5.1114 | 5.8756 | 7.4642 | 7.5405 | 7.5405 | 3.5765 | 6.5406 | 3.3188
2020-05-02 07:19 | 0.15 | 59.5846 | 74.6086 | 58.9573 | 82.1463 | 58.9232 | 57.8728 | 98.5288 | 58.8843 | 73.0206 | 59.0599 | 55.2344 | 58.9071 | 40.744 | 40.0612 | 59.0457 | 60.1934 | 80.8847 | 81.001 | 81.001 | 40.0612 | 73.7397 | 36.8658
2020-05-02 07:20 | 0.16 | 149.4796 | 166.011 | 145.2933 | 179.8632 | 145.281 | 148.7652 | 202.8465 | 145.2663 | 163.3872 | 145.3269 | 138.7962 | 145.275 | 106.0362 | 104.894 | 145.3226 | 144.8727 | 183.2974 | 183.2889 | 183.2889 | 104.894 | 172.4749 | 99.3797
2020-05-02 07:21 | 0.16 | 224.2153 | 229.9417 | 216.7631 | 244.9269 | 216.7833 | 225.7637 | 262.7714 | 216.8047 | 227.4339 | 216.694 | 210.4949 | 216.7923 | 171.3816 | 170.4699 | 216.7043 | 214.0747 | 253.9351 | 253.7785 | 253.7785 | 170.4699 | 244.8567 | 166.0683
2020-05-02 07:22 | 0.16 | 273.951 | 268.0649 | 264.3159 | 282.2011 | 264.3653 | 277.4314 | 292.3272 | 264.4191 | 266.0163 | 264.1543 | 259.1568 | 264.3878 | 219.5604 | 219.0426 | 264.1779 | 261.3073 | 295.5451 | 295.2768 | 295.2768 | 219.0426 | 289.4516 | 216.565
2020-05-02 07:23 | 0.17 | 306.1895 | 289.4458 | 294.8309 | 302.2992 | 294.9022 | 311.3387 | 304.4653 | 294.9805 | 287.9118 | 294.5997 | 290.8795 | 294.9349 | 252.3853 | 252.2586 | 294.6332 | 292.1202 | 319.3841 | 319.0436 | 319.0436 | 252.2586 | 316.3408 | 251.6895
2020-05-02 07:24 | 0.17 | 313.7357 | 287.2272 | 301.4396 | 297.869 | 301.5161 | 320.1701 | 291.5327 | 301.6001 | 286.3253 | 301.1922 | 298.9204 | 301.5511 | 264.0947 | 264.347 | 301.228 | 298.8277 | 317.5017 | 317.1672 | 317.1672 | 264.347 | 317.7876 | 265.6333
2020-05-02 07:25 | 0.18 | 301.4571 | 266.0725 | 288.7132 | 273.9559 | 288.7799 | 308.9297 | 258.8417 | 288.853 | 265.8643 | 288.4966 | 287.7089 | 288.8104 | 257.992 | 258.5953 | 288.528 | 285.9242 | 295.3572 | 295.0896 | 295.0896 | 258.5953 | 299.0848 | 261.6079
2020-05-02 07:26 | 0.18 | 265.4941 | 224.3244 | 253.5239 | 228.5536 | 253.5667 | 273.1812 | 205.4262 | 253.6133 | 224.8582 | 253.3829 | 254.1254 | 253.5862 | 232.1524 | 233.0355 | 253.4035 | 250.5642 | 249.5103 | 249.362 | 249.362 | 233.0355 | 256.6018 | 237.4271
2020-05-02 07:27 | 0.18 | 214.1302 | 165.7792 | 202.6654 | 165.9878 | 202.6781 | 222.4722 | 133.8065 | 202.6912 | 167.1428 | 202.62 | 205.0146 | 202.6837 | 191.095 | 192.2814 | 202.6269 | 200.3582 | 187.1517 | 187.1367 | 187.1367 | 192.2814 | 197.9905 | 198.1763
2020-05-02 07:28 | 0.19 | 102.5025 | 76.3621 | 97.5108 | 74.4167 | 97.4856 | 106.3327 | 56.4031 | 97.4567 | 77.3959 | 97.5851 | 99.5098 | 97.4737 | 96.71 | 97.4075 | 97.5749 | 98.066 | 83.2596 | 83.3747 | 83.3747 | 97.4075 | 90.6066 | 100.9067
2020-05-02 07:29 | 0.19 | 39.718 | 24.9221 | 37.3485 | 23.044 | 37.3117 | 41.9293 | 16.5527 | 37.2697 | 25.5942 | 37.4598 | 38.956 | 37.2944 | 40.2611 | 40.7131 | 37.4444 | 38.7929 | 26.5545 | 26.7044 | 26.7044 | 40.7131 | 31.1634 | 43.0187
2020-05-02 07:30 | 0.19 | 1.9129 | 1.8225 | 1.9006 | 1.8225 | 1.8875 | 1.9144 | 1.7972 | 1.8725 | 1.8225 | 1.9405 | 1.8992 | 1.8813 | 1.9496 | 1.9432 | 1.935 | 2.4492 | 1.7 | 1.7516 | 1.7516 | 1.9432 | 1.7359 | 1.9354
2020-05-02 07:31 | 0.20 | 0 | 0 | 0 | 0 | 0 | 0 | 0 | 0 | 0 | 0 | 0 | 0 | 0 | 0 | 0 | 0 | 0 | 0 | 0 | 0 | 0 | 0
2020-05-02 07:32 | 0.20 | 0 | 0 | 0 | 0 | 0 | 0 | 0 | 0 | 0 | 0 | 0 | 0 | 0 | 0 | 0 | 0 | 0 | 0 | 0 | 0 | 0 | 0
2020-05-02 07:33 | 0.20 | 0 | 0 | 0 | 0 | 0 | 0 | 0 | 0 | 0 | 0 | 0 | 0 | 0 | 0 | 0 | 0 | 0 | 0 | 0 | 0 | 0 | 0
2020-05-02 07:34 | 0.20 | 0 | 0 | 0 | 0 | 0 | 0 | 0 | 0 | 0 | 0 | 0 | 0 | 0 | 0 | 0 | 0 | 0 | 0 | 0 | 0 | 0 | 0
2020-05-02 07:35 | 0.21 | 0 | 0 | 0 | 0 | 0 | 0 | 0 | 0 | 0 | 0 | 0 | 0 | 0 | 0 | 0 | 0 | 0 | 0 | 0 | 0 | 0 | 0
2020-05-02 07:36 | 0.21 | 0 | 0 | 0 | 0 | 0 | 0 | 0 | 0 | 0 | 0 | 0 | 0 | 0 | 0 | 0 | 0 | 0 | 0 | 0 | 0 | 0 | 0
2020-05-02 07:37 | 0.22 | 0 | 0 | 0 | 0 | 0 | 0 | 0 | 0 | 0 | 0 | 0 | 0 | 0 | 0 | 0 | 0 | 0 | 0 | 0 | 0 | 0 | 0
2020-05-02 07:38 | 0.22 | 0 | 0 | 0 | 0 | 0 | 0 | 0 | 0 | 0 | 0 | 0 | 0 | 0 | 0 | 0 | 0 | 0 | 0 | 0 | 0 | 0 | 0
2020-05-02 07:39 | 0.23 | 0 | 0 | 0 | 0 | 0 | 0 | 0 | 0 | 0 | 0 | 0 | 0 | 0 | 0 | 0 | 0 | 0 | 0 | 0 | 0 | 0 | 0
2020-05-02 07:40 | 0.24 | 0 | 0 | 0 | 0 | 0 | 0 | 0 | 0 | 0 | 0 | 0 | 0 | 0 | 0 | 0 | 0 | 0 | 0 | 0 | 0 | 0 | 0
2020-05-02 07:41 | 0.25 | 0 | 0 | 0 | 0 | 0 | 0 | 0 | 0 | 0 | 0 | 0 | 0 | 0 | 0 | 0 | 0 | 0 | 0 | 0 | 0 | 0 | 0
2020-05-02 07:42 | 0.26 | 0.45606 | 0.47053 | 0.45792 | 0.47928 | 0.44473 | 0.44709 | 0.4913 | 0.42974 | 0.46854 | 0.49792 | 0.4259 | 0.43855 | 0.41693 | 0.40189 | 0.49236 | 1.0523 | 0.38143 | 0.43309 | 0.43309 | 0.40189 | 0.3929 | 0.35055
2020-05-02 07:43 | 0.30 | 16.9737 | 17.1166 | 17.0414 | 17.2078 | 17.0024 | 16.6773 | 17.1978 | 16.9582 | 17.0979 | 17.1593 | 16.9101 | 16.9842 | 16.4734 | 16.4224 | 17.1429 | 18.6439 | 16.553 | 16.7056 | 16.7056 | 16.4224 | 16.7212 | 16.2377
2020-05-02 07:44 | 0.36 | 82.7346 | 85.5704 | 82.1401 | 88.2167 | 82.11 | 81.7646 | 91.9364 | 82.0755 | 85.0796 | 82.2301 | 80.8667 | 82.0958 | 73.8666 | 73.6328 | 82.2177 | 83.0724 | 87.5399 | 87.6528 | 87.6528 | 73.6328 | 86.2043 | 72.5488
2020-05-02 07:45 | 0.39 | 147.5421 | 148.5862 | 145.0856 | 153.7724 | 145.0751 | 147.1667 | 158.7868 | 145.0625 | 147.7479 | 145.1133 | 142.9467 | 145.07 | 128.4478 | 128.149 | 145.1098 | 144.5763 | 155.63 | 155.6537 | 155.6537 | 128.149 | 153.4723 | 126.7381
2020-05-02 07:46 | 0.39 | 170.9002 | 168.9282 | 168.3875 | 173.1997 | 168.3848 | 170.525 | 175.2562 | 168.3807 | 168.3191 | 168.3907 | 166.8009 | 168.3832 | 153.7151 | 153.554 | 168.3908 | 167.2708 | 175.1415 | 175.1433 | 175.1433 | 153.554 | 174.3975 | 152.8067
2020-05-02 07:47 | 0.39 | 175.2848 | 170.7752 | 172.904 | 173.8805 | 172.9044 | 174.9814 | 173.0839 | 172.9038 | 170.4196 | 172.8974 | 171.9171 | 172.9043 | 161.0684 | 161.0339 | 172.8988 | 171.6007 | 175.7731 | 175.7692 | 175.7692 | 161.0339 | 176.342 | 160.9003
2020-05-02 07:48 | 0.37 | 178.5449 | 173.2938 | 176.5388 | 175.5606 | 176.5391 | 177.9993 | 173.3079 | 176.5384 | 173.0898 | 176.5326 | 175.9125 | 176.5389 | 166.8329 | 166.8576 | 176.534 | 175.1621 | 176.8043 | 176.8067 | 176.8067 | 166.8576 | 178.1531 | 167.0085
2020-05-02 07:49 | 0.36 | 188.4242 | 177.7546 | 184.9663 | 180.1761 | 184.9708 | 189.1548 | 174.7559 | 184.9748 | 177.6811 | 184.9468 | 184.5776 | 184.9726 | 173.9515 | 174.1105 | 184.9501 | 183.2704 | 184.2949 | 184.2832 | 184.2832 | 174.1105 | 186.5673 | 174.9281
2020-05-02 07:50 | 0.37 | 110.799 | 105.715 | 109.7949 | 106.0731 | 109.7721 | 110.3721 | 102.2364 | 109.7459 | 105.8041 | 109.8617 | 109.8468 | 109.7614 | 106.2014 | 106.2848 | 109.8526 | 110.1701 | 106.3837 | 106.4786 | 106.4786 | 106.2848 | 108.3748 | 106.7446
2020-05-02 07:51 | 0.38 | 197.3035 | 156.5433 | 187.5676 | 156.9435 | 187.5767 | 204.2319 | 129.9293 | 187.5857 | 157.6606 | 187.5337 | 189.4607 | 187.5806 | 177.0828 | 178.072 | 187.539 | 185.9506 | 174.7999 | 174.7943 | 174.7943 | 178.072 | 183.8916 | 182.9914
2020-05-02 07:52 | 0.38 | 119.163 | 85.7413 | 112.5505 | 83.4636 | 112.5289 | 124.4352 | 60.203 | 112.5039 | 87.0349 | 112.6135 | 115.0242 | 112.5186 | 111.1494 | 112.0379 | 112.605 | 112.8361 | 95.6308 | 95.7369 | 95.7369 | 112.0379 | 104.6301 | 116.4781
2020-05-02 07:53 | 0.39 | 31.6504 | 27.3148 | 31.0253 | 26.8575 | 30.9874 | 32.023 | 25.0811 | 30.9443 | 27.4816 | 31.14 | 31.4906 | 30.9697 | 31.7394 | 31.8594 | 31.1241 | 32.5495 | 27.0568 | 27.2068 | 27.2068 | 31.8594 | 28.5984 | 32.5241
2020-05-02 07:54 | 0.40 | 1.7988 | 1.621 | 1.7605 | 1.621 | 1.7474 | 1.8401 | 1.5969 | 1.7324 | 1.621 | 1.8005 | 1.7913 | 1.7412 | 1.9274 | 1.9314 | 1.7949 | 2.3093 | 1.5012 | 1.5528 | 1.5528 | 1.9314 | 1.5357 | 1.9765
2020-05-02 07:55 | 0.40 | 0 | 0 | 0 | 0 | 0 | 0 | 0 | 0 | 0 | 0 | 0 | 0 | 0 | 0 | 0 | 0 | 0 | 0 | 0 | 0 | 0 | 0
2020-05-02 07:56 | 0.40 | 0 | 0 | 0 | 0 | 0 | 0 | 0 | 0 | 0 | 0 | 0 | 0 | 0 | 0 | 0 | 0 | 0 | 0 | 0 | 0 | 0 | 0
2020-05-02 07:57 | 0.40 | 0 | 0 | 0 | 0 | 0 | 0 | 0 | 0 | 0 | 0 | 0 | 0 | 0 | 0 | 0 | 0 | 0 | 0 | 0 | 0 | 0 | 0
2020-05-02 07:58 | 0.41 | 0 | 0 | 0 | 0 | 0 | 0 | 0 | 0 | 0 | 0 | 0 | 0 | 0 | 0 | 0 | 0 | 0 | 0 | 0 | 0 | 0 | 0
2020-05-02 07:59 | 0.42 | 0 | 0 | 0 | 0 | 0 | 0 | 0 | 0 | 0 | 0 | 0 | 0 | 0 | 0 | 0 | 0 | 0 | 0 | 0 | 0 | 0 | 0
2020-05-02 08:00 | 0.41 | 0 | 0 | 0 | 0 | 0 | 0 | 0 | 0 | 0 | 0 | 0 | 0 | 0 | 0 | 0 | 0 | 0 | 0 | 0 | 0 | 0 | 0
2020-05-02 08:01 | 0.41 | 0 | 0 | 0 | 0 | 0 | 0 | 0 | 0 | 0 | 0 | 0 | 0 | 0 | 0 | 0 | 0 | 0 | 0 | 0 | 0 | 0 | 0
2020-05-02 08:02 | 0.40 | 0 | 0 | 0 | 0 | 0 | 0 | 0 | 0 | 0 | 0 | 0 | 0 | 0 | 0 | 0 | 0 | 0 | 0 | 0 | 0 | 0 | 0
2020-05-02 08:03 | 0.41 | 0 | 0 | 0 | 0 | 0 | 0 | 0 | 0 | 0 | 0 | 0 | 0 | 0 | 0 | 0 | 0 | 0 | 0 | 0 | 0 | 0 | 0
2020-05-02 08:04 | 0.43 | 0 | 0 | 0 | 0 | 0 | 0 | 0 | 0 | 0 | 0 | 0 | 0 | 0 | 0 | 0 | 0 | 0 | 0 | 0 | 0 | 0 | 0
2020-05-02 08:05 | 0.43 | 0 | 0 | 0 | 0 | 0 | 0 | 0 | 0 | 0 | 0 | 0 | 0 | 0 | 0 | 0 | 0 | 0 | 0 | 0 | 0 | 0 | 0
2020-05-02 08:06 | 0.43 | 4.1335 | 5.8281 | 4.1754 | 6.5305 | 4.1623 | 3.9309 | 8.4213 | 4.1475 | 5.6712 | 4.215 | 3.8507 | 4.1562 | 3.0162 | 2.9662 | 4.2095 | 4.9535 | 6.1655 | 6.2162 | 6.2162 | 2.9662 | 5.4188 | 2.7772
2020-05-02 08:07 | 0.44 | 64.2126 | 82.2244 | 63.1106 | 91.6903 | 63.0769 | 62.6269 | 112.0019 | 63.0384 | 80.2541 | 63.2121 | 58.5261 | 63.061 | 40.7518 | 39.9442 | 63.1981 | 64.319 | 91.1065 | 91.2171 | 91.2171 | 39.9442 | 82.0167 | 36.175
2020-05-02 08:08 | 0.45 | 146.123 | 161.1143 | 141.5091 | 174.8751 | 141.4953 | 146.0525 | 197.0799 | 141.4791 | 158.546 | 141.5471 | 135.1361 | 141.4887 | 102.585 | 101.488 | 141.5422 | 141.1958 | 179.3567 | 179.3553 | 179.3553 | 101.488 | 168.6835 | 96.2025
2020-05-02 08:09 | 0.44 | 216.551 | 220.9958 | 208.9023 | 235.5901 | 208.9181 | 218.6348 | 252.4757 | 208.9347 | 218.5818 | 208.8468 | 202.8438 | 208.9252 | 164.6406 | 163.7747 | 208.8552 | 206.4091 | 245.282 | 245.1466 | 245.1466 | 163.7747 | 236.4664 | 159.6055
2020-05-02 08:10 | 0.45 | 266.8804 | 260.2663 | 257.0501 | 274.2568 | 257.0945 | 270.8269 | 284.0106 | 257.1429 | 258.2588 | 256.9041 | 251.9788 | 257.1147 | 212.8285 | 212.3312 | 256.9255 | 253.9971 | 288.2371 | 287.99 | 287.99 | 212.3312 | 282.1463 | 209.9634
2020-05-02 08:11 | 0.44 | 255.2434 | 241.4654 | 246.4667 | 251.135 | 246.5121 | 259.2252 | 251.9617 | 246.5615 | 240.3444 | 246.3175 | 243.5456 | 246.5328 | 214.1363 | 214.0655 | 246.3393 | 244.4173 | 264.2681 | 264.0486 | 264.0486 | 214.0655 | 262.3223 | 213.7745
2020-05-02 08:12 | 0.44 | 296.9322 | 273.0198 | 285.7106 | 282.8267 | 285.777 | 302.8806 | 277.3961 | 285.8497 | 272.1732 | 285.4952 | 283.3612 | 285.8073 | 251.4148 | 251.6323 | 285.5265 | 283.15 | 300.8114 | 300.5187 | 300.5187 | 251.6323 | 300.874 | 252.7497
2020-05-02 08:13 | 0.44 | 107.5921 | 106.2054 | 107.5269 | 106.5534 | 107.5027 | 106.3087 | 105.0126 | 107.4747 | 106.1901 | 107.5985 | 107.3886 | 107.4912 | 104.574 | 104.5646 | 107.5888 | 108.0167 | 104.9594 | 105.0587 | 105.0587 | 104.5646 | 106.2724 | 104.5634
2020-05-02 08:14 | 0.45 | 126.3562 | 117.2547 | 124.1923 | 117.9411 | 124.1753 | 126.8413 | 111.8074 | 124.1555 | 117.4114 | 124.2405 | 124.341 | 124.1672 | 118.978 | 119.1537 | 124.2341 | 124.1964 | 120.5507 | 120.6246 | 120.6246 | 119.1537 | 123.1279 | 120.0676
2020-05-02 08:15 | 0.43 | 153.7307 | 129.5924 | 147.8349 | 130.2796 | 147.827 | 157.5055 | 114.5141 | 147.8172 | 130.1837 | 147.8546 | 148.7628 | 147.8231 | 139.9491 | 140.5037 | 147.8523 | 147.2441 | 140.4839 | 140.5302 | 140.5302 | 140.5037 | 145.9367 | 143.2905
2020-05-02 08:16 | 0.41 | 73.7003 | 57.8734 | 70.9142 | 56.3506 | 70.8817 | 75.7802 | 46.2119 | 70.8445 | 58.5397 | 71.012 | 72.2513 | 70.8664 | 71.299 | 71.7237 | 70.9985 | 72.0324 | 60.8189 | 60.9545 | 60.9545 | 71.7237 | 65.6616 | 73.8817
2020-05-02 08:17 | 0.41 | 33.0806 | 24.729 | 31.6869 | 23.8003 | 31.6493 | 34.2585 | 19.818 | 31.6065 | 25.0853 | 31.8007 | 32.5023 | 31.6316 | 32.7963 | 33.0265 | 31.7849 | 33.1909 | 25.6306 | 25.7811 | 25.7811 | 33.0265 | 28.2568 | 34.2351
2020-05-02 08:18 | 0.41 | 1.0322 | 0.90253 | 1.0001 | 0.90253 | 0.99356 | 1.0708 | 0.8893 | 0.98608 | 0.90253 | 1.0201 | 1.0295 | 0.99048 | 1.129 | 1.1356 | 1.0173 | 1.4038 | 0.8399 | 0.86569 | 0.86569 | 1.1356 | 0.85855 | 1.1823
2020-05-02 08:19 | 0.40 | 0 | 0 | 0 | 0 | 0 | 0 | 0 | 0 | 0 | 0 | 0 | 0 | 0 | 0 | 0 | 0 | 0 | 0 | 0 | 0 | 0 | 0
2020-05-02 08:20 | 0.41 | 0 | 0 | 0 | 0 | 0 | 0 | 0 | 0 | 0 | 0 | 0 | 0 | 0 | 0 | 0 | 0 | 0 | 0 | 0 | 0 | 0 | 0
2020-05-02 08:21 | 0.41 | 0 | 0 | 0 | 0 | 0 | 0 | 0 | 0 | 0 | 0 | 0 | 0 | 0 | 0 | 0 | 0 | 0 | 0 | 0 | 0 | 0 | 0
2020-05-02 08:22 | 0.46 | 0 | 0 | 0 | 0 | 0 | 0 | 0 | 0 | 0 | 0 | 0 | 0 | 0 | 0 | 0 | 0 | 0 | 0 | 0 | 0 | 0 | 0
2020-05-02 08:23 | 0.50 | 0 | 0 | 0 | 0 | 0 | 0 | 0 | 0 | 0 | 0 | 0 | 0 | 0 | 0 | 0 | 0 | 0 | 0 | 0 | 0 | 0 | 0
2020-05-02 08:24 | 0.49 | 0 | 0 | 0 | 0 | 0 | 0 | 0 | 0 | 0 | 0 | 0 | 0 | 0 | 0 | 0 | 0 | 0 | 0 | 0 | 0 | 0 | 0
2020-05-02 08:25 | 0.52 | 0 | 0 | 0 | 0 | 0 | 0 | 0 | 0 | 0 | 0 | 0 | 0 | 0 | 0 | 0 | 0 | 0 | 0 | 0 | 0 | 0 | 0
2020-05-02 08:26 | 0.51 | 0 | 0 | 0 | 0 | 0 | 0 | 0 | 0 | 0 | 0 | 0 | 0 | 0 | 0 | 0 | 0 | 0 | 0 | 0 | 0 | 0 | 0
2020-05-02 08:27 | 0.45 | 0 | 0 | 0 | 0 | 0 | 0 | 0 | 0 | 0 | 0 | 0 | 0 | 0 | 0 | 0 | 0 | 0 | 0 | 0 | 0 | 0 | 0
2020-05-02 08:28 | 0.43 | 0 | 0 | 0 | 0 | 0 | 0 | 0 | 0 | 0 | 0 | 0 | 0 | 0 | 0 | 0 | 0 | 0 | 0 | 0 | 0 | 0 | 0
2020-05-02 08:29 | 0.48 | 0 | 0 | 0 | 0 | 0 | 0 | 0 | 0 | 0 | 0 | 0 | 0 | 0 | 0 | 0 | 0 | 0 | 0 | 0 | 0 | 0 | 0
2020-05-02 08:30 | 0.53 | 5.454 | 9.0641 | 5.5033 | 10.6056 | 5.4837 | 5.1122 | 14.7056 | 5.4614 | 8.7225 | 5.5628 | 4.8351 | 5.4745 | 3.1875 | 3.1008 | 5.5546 | 6.3177 | 10.0203 | 10.0958 | 10.0958 | 3.1008 | 8.3266 | 2.791
2020-05-02 08:31 | 0.61 | 65.3729 | 85.2832 | 63.9551 | 95.9908 | 63.9215 | 63.9065 | 118.8521 | 63.8831 | 83.0671 | 64.0563 | 58.8302 | 63.9057 | 39.0764 | 38.198 | 64.0423 | 65.1558 | 95.8872 | 95.9944 | 95.9944 | 38.198 | 85.5244 | 34.1141
2020-05-02 08:32 | 0.62 | 145.3662 | 159.8926 | 140.4698 | 173.8348 | 140.4557 | 145.6203 | 196.0488 | 140.4391 | 157.3079 | 140.5092 | 134.0495 | 140.4489 | 101.0812 | 99.9874 | 140.504 | 140.1862 | 178.9159 | 178.9154 | 178.9154 | 99.9874 | 168.119 | 94.7217
2020-05-02 08:33 | 0.65 | 144.9636 | 147.587 | 140.787 | 155.8268 | 140.7773 | 145.7542 | 165.2044 | 140.7655 | 146.2225 | 140.8126 | 137.3224 | 140.7725 | 115.5842 | 115.0765 | 140.8094 | 140.1726 | 160.6155 | 160.6176 | 160.6176 | 115.0765 | 155.891 | 112.6596
2020-05-02 08:34 | 0.51 | 260.1859 | 253.2819 | 250.5928 | 266.7117 | 250.6337 | 264.1654 | 275.7909 | 250.6783 | 251.3695 | 250.4577 | 245.7526 | 250.6524 | 208.0655 | 207.6008 | 250.4775 | 247.6978 | 280.4628 | 280.2334 | 280.2334 | 207.6008 | 274.6835 | 205.3951
2020-05-02 08:35 | 0.50 | 249.3319 | 236.8263 | 240.7804 | 246.5652 | 240.8201 | 253.1588 | 248.2972 | 240.8633 | 235.6569 | 240.6492 | 237.7427 | 240.8382 | 208.4925 | 208.3767 | 240.6685 | 238.4953 | 259.2423 | 259.0435 | 259.0435 | 208.3767 | 256.9542 | 207.87
2020-05-02 08:36 | 0.55 | 308.2766 | 281.5006 | 295.774 | 292.2076 | 295.8461 | 315.2388 | 286.0612 | 295.9252 | 280.5967 | 295.5404 | 293.2533 | 295.8791 | 258.6136 | 258.8696 | 295.5743 | 293.0792 | 312.6543 | 312.3349 | 312.3349 | 258.8696 | 312.6044 | 260.1831
2020-05-02 08:37 | 0.57 | 284.988 | 251.8876 | 272.8682 | 259.4933 | 272.9243 | 292.3417 | 245.7807 | 272.9857 | 251.659 | 272.6852 | 271.843 | 272.9499 | 243.8263 | 244.3779 | 272.7118 | 269.9982 | 280.1537 | 279.9251 | 279.9251 | 244.3779 | 283.2521 | 247.1447
2020-05-02 08:38 | 0.58 | 141.8852 | 130.4619 | 138.8225 | 131.6721 | 138.8095 | 143.0019 | 124.7151 | 138.7941 | 130.6011 | 138.8583 | 138.9024 | 138.8033 | 131.6762 | 131.8905 | 138.8537 | 138.4537 | 135.8316 | 135.8896 | 135.8896 | 131.8905 | 138.5727 | 132.9981
2020-05-02 08:39 | 0.63 | 130.6452 | 113.9572 | 126.7948 | 114.1996 | 126.777 | 132.8044 | 102.9513 | 126.7562 | 114.3968 | 126.8459 | 127.4886 | 126.7685 | 121.5017 | 121.8801 | 126.839 | 126.7924 | 120.3227 | 120.4033 | 120.4033 | 121.8801 | 124.5644 | 123.8014
2020-05-02 08:40 | 0.59 | 71.5427 | 64.9493 | 70.4222 | 64.553 | 70.3895 | 71.8399 | 59.6363 | 70.3522 | 65.1933 | 70.5203 | 70.8244 | 70.3741 | 69.197 | 69.3396 | 70.5068 | 71.5499 | 65.6641 | 65.7962 | 65.7962 | 69.3396 | 68.0046 | 70.1042
2020-05-02 08:41 | 0.56 | 37.5894 | 24.2309 | 35.2393 | 22.7904 | 35.2021 | 39.8097 | 17.4385 | 35.1597 | 24.7924 | 35.3519 | 36.5963 | 35.1846 | 37.297 | 37.6922 | 35.3363 | 36.7136 | 26.2437 | 26.394 | 26.394 | 37.6922 | 30.2072 | 39.7212
2020-05-02 08:42 | 0.56 | 0 | 0 | 0 | 0 | 0 | 0 | 0 | 0 | 0 | 0 | 0 | 0 | 0 | 0 | 0 | 0.11929 | 0 | 0 | 0 | 0 | 0 | 0
2020-05-02 08:43 | 0.64 | 0 | 0 | 0 | 0 | 0 | 0 | 0 | 0 | 0 | 0 | 0 | 0 | 0 | 0 | 0 | 0 | 0 | 0 | 0 | 0 | 0 | 0
2020-05-02 08:44 | 0.64 | 0 | 0 | 0 | 0 | 0 | 0 | 0 | 0 | 0 | 0 | 0 | 0 | 0 | 0 | 0 | 0 | 0 | 0 | 0 | 0 | 0 | 0
2020-05-02 08:45 | 0.64 | 0 | 0 | 0 | 0 | 0 | 0 | 0 | 0 | 0 | 0 | 0 | 0 | 0 | 0 | 0 | 0 | 0 | 0 | 0 | 0 | 0 | 0
2020-05-02 08:46 | 0.73 | 0 | 0 | 0 | 0 | 0 | 0 | 0 | 0 | 0 | 0 | 0 | 0 | 0 | 0 | 0 | 0 | 0 | 0 | 0 | 0 | 0 | 0
2020-05-02 08:47 | 0.88 | 0 | 0 | 0 | 0 | 0 | 0 | 0 | 0 | 0 | 0 | 0 | 0 | 0 | 0 | 0 | 0 | 0 | 0 | 0 | 0 | 0 | 0
2020-05-02 08:48 | 0.86 | 0 | 0 | 0 | 0 | 0 | 0 | 0 | 0 | 0 | 0 | 0 | 0 | 0 | 0 | 0 | 0 | 0 | 0 | 0 | 0 | 0 | 0
2020-05-02 08:49 | 0.88 | 0 | 0 | 0 | 0 | 0 | 0 | 0 | 0 | 0 | 0 | 0 | 0 | 0 | 0 | 0 | 0 | 0 | 0 | 0 | 0 | 0 | 0
2020-05-02 08:50 | 0.88 | 0 | 0 | 0 | 0 | 0 | 0 | 0 | 0 | 0 | 0 | 0 | 0 | 0 | 0 | 0 | 0 | 0 | 0 | 0 | 0 | 0 | 0
2020-05-02 08:51 | 1.05 | 0 | 0 | 0 | 0 | 0 | 0 | 0 | 0 | 0 | 0 | 0 | 0 | 0 | 0 | 0 | 0 | 0 | 0 | 0 | 0 | 0 | 0
2020-05-02 08:52 | 1.23 | 0 | 0 | 0 | 0 | 0 | 0 | 0 | 0 | 0 | 0 | 0 | 0 | 0 | 0 | 0 | 0 | 0 | 0 | 0 | 0 | 0 | 0
2020-05-02 08:53 | 1.13 | 0 | 0 | 0 | 0 | 0 | 0 | 0 | 0 | 0 | 0 | 0 | 0 | 0 | 0 | 0 | 0 | 0 | 0 | 0 | 0 | 0 | 0
2020-05-02 08:54 | 1.05 | 3.2338 | 3.8551 | 3.2511 | 4.1318 | 3.2314 | 3.14 | 4.8436 | 3.209 | 3.7943 | 3.3109 | 3.1026 | 3.2221 | 2.8166 | 2.7941 | 3.3026 | 4.0728 | 3.8737 | 3.9508 | 3.9508 | 2.7941 | 3.617 | 2.7229
2020-05-02 08:55 | 0.91 | 49.7873 | 59.659 | 48.9219 | 65.3338 | 48.8861 | 48.9601 | 76.9462 | 48.8453 | 58.5045 | 49.0301 | 46.186 | 48.8693 | 35.276 | 34.7934 | 49.0151 | 50.2907 | 65.2205 | 65.3505 | 65.3505 | 34.7934 | 60.0252 | 32.5608
2020-05-02 08:56 | 0.97 | 138.4244 | 151.4283 | 133.6272 | 164.5283 | 133.6113 | 138.9014 | 185.069 | 133.5927 | 149.0162 | 133.6722 | 127.6196 | 133.6037 | 96.5214 | 95.5057 | 133.6662 | 133.4786 | 169.6951 | 169.7051 | 169.7051 | 95.5057 | 159.6311 | 90.6234
2020-05-02 08:57 | 1.17 | 230.1599 | 234.0984 | 221.098 | 250.5294 | 221.1204 | 233.2584 | 269.1467 | 221.1442 | 231.4045 | 221.0219 | 214.3187 | 221.1304 | 171.1681 | 170.2133 | 221.0332 | 218.2609 | 262.6321 | 262.4544 | 262.4544 | 170.2133 | 252.6011 | 165.6157
2020-05-02 08:58 | 1.14 | 240.9326 | 234.3555 | 232.3895 | 246.2204 | 232.4196 | 244.425 | 253.9028 | 232.4519 | 232.6828 | 232.2891 | 228.1408 | 232.4331 | 194.8894 | 194.4922 | 232.3039 | 229.6373 | 258.4047 | 258.2312 | 258.2312 | 194.4922 | 253.4717 | 192.618
2020-05-02 08:59 | 1.20 | 299.8202 | 281.6452 | 287.7261 | 294.8285 | 287.792 | 306.0286 | 296.8989 | 287.8643 | 280.0971 | 287.5119 | 283.7232 | 287.8222 | 244.5285 | 244.4175 | 287.5429 | 284.9238 | 313.7437 | 313.4209 | 313.4209 | 244.4175 | 310.3233 | 243.9432
2020-05-02 09:00 | 1.18 | 272.2219 | 249.8573 | 261.7506 | 258.8929 | 261.8007 | 277.9036 | 253.7687 | 261.8554 | 249.087 | 261.5865 | 259.5786 | 261.8235 | 230.2861 | 230.4836 | 261.6104 | 259.197 | 275.7453 | 275.5205 | 275.5205 | 230.4836 | 275.7899 | 231.5151
2020-05-02 09:01 | 1.18 | 230.7161 | 207.6959 | 222.1141 | 213.4412 | 222.1443 | 235.5791 | 204.2073 | 222.177 | 207.4641 | 222.0129 | 221.202 | 222.158 | 200.1934 | 200.5458 | 222.0278 | 220.266 | 227.5868 | 227.4606 | 227.4606 | 200.5458 | 229.7604 | 202.3354
2020-05-02 09:02 | 1.35 | 99.8119 | 97.3195 | 99.4499 | 97.6237 | 99.4233 | 98.9213 | 95.4457 | 99.3929 | 97.3424 | 99.5286 | 99.3828 | 99.4108 | 96.5829 | 96.6005 | 99.5178 | 100.112 | 96.7507 | 96.8587 | 96.8587 | 96.6005 | 98.1898 | 96.738
2020-05-02 09:03 | 1.21 | 98.1368 | 91.1823 | 96.6499 | 91.4161 | 96.6236 | 98.3847 | 86.4656 | 96.5933 | 91.3436 | 96.728 | 96.8392 | 96.6111 | 93.3475 | 93.4781 | 96.7173 | 97.2969 | 92.945 | 93.0534 | 93.0534 | 93.4781 | 95.162 | 94.1788
2020-05-02 09:04 | 1.20 | 115.034 | 71.7284 | 106.5248 | 68.2381 | 106.5012 | 122.594 | 40.9634 | 106.4739 | 73.4663 | 106.5943 | 110.0136 | 106.49 | 107.3292 | 108.5179 | 106.5849 | 106.9659 | 84.499 | 84.617 | 84.617 | 108.5179 | 95.9086 | 114.4384
2020-05-02 09:05 | 1.09 | 57.0622 | 20.5745 | 50.2298 | 17.1785 | 50.1948 | 64.3104 | 7.3449 | 50.1549 | 21.9808 | 50.3353 | 54.353 | 50.1783 | 57.8461 | 59.0759 | 50.3207 | 51.5351 | 27.0771 | 27.2265 | 27.2265 | 59.0759 | 37.0663 | 65.2616
2020-05-02 09:06 | 1.08 | 0.64718 | 0.61661 | 0.64058 | 0.61661 | 0.63399 | 0.65072 | 0.60597 | 0.6265 | 0.61661 | 0.66056 | 0.63594 | 0.6309 | 0.65262 | 0.64851 | 0.65778 | 0.97265 | 0.55989 | 0.5857 | 0.5857 | 0.64851 | 0.57554 | 0.64011
2020-05-02 09:07 | 1.17 | 0 | 0 | 0 | 0 | 0 | 0 | 0 | 0 | 0 | 0 | 0 | 0 | 0 | 0 | 0 | 0 | 0 | 0 | 0 | 0 | 0 | 0
2020-05-02 09:08 | 1.19 | 0 | 0 | 0 | 0 | 0 | 0 | 0 | 0 | 0 | 0 | 0 | 0 | 0 | 0 | 0 | 0 | 0 | 0 | 0 | 0 | 0 | 0
2020-05-02 09:09 | 1.17 | 0 | 0 | 0 | 0 | 0 | 0 | 0 | 0 | 0 | 0 | 0 | 0 | 0 | 0 | 0 | 0 | 0 | 0 | 0 | 0 | 0 | 0
2020-05-02 09:10 | 1.05 | 0 | 0 | 0 | 0 | 0 | 0 | 0 | 0 | 0 | 0 | 0 | 0 | 0 | 0 | 0 | 0 | 0 | 0 | 0 | 0 | 0 | 0
2020-05-02 09:11 | 1.12 | 0 | 0 | 0 | 0 | 0 | 0 | 0 | 0 | 0 | 0 | 0 | 0 | 0 | 0 | 0 | 0 | 0 | 0 | 0 | 0 | 0 | 0
2020-05-02 09:12 | 1.29 | 0 | 0 | 0 | 0 | 0 | 0 | 0 | 0 | 0 | 0 | 0 | 0 | 0 | 0 | 0 | 0 | 0 | 0 | 0 | 0 | 0 | 0
2020-05-02 09:13 | 1.33 | 0 | 0 | 0 | 0 | 0 | 0 | 0 | 0 | 0 | 0 | 0 | 0 | 0 | 0 | 0 | 0 | 0 | 0 | 0 | 0 | 0 | 0
2020-05-02 09:14 | 1.40 | 0 | 0 | 0 | 0 | 0 | 0 | 0 | 0 | 0 | 0 | 0 | 0 | 0 | 0 | 0 | 0 | 0 | 0 | 0 | 0 | 0 | 0
2020-05-02 09:15 | 1.36 | 0 | 0 | 0 | 0 | 0 | 0 | 0 | 0 | 0 | 0 | 0 | 0 | 0 | 0 | 0 | 0 | 0 | 0 | 0 | 0 | 0 | 0
2020-05-02 09:16 | 1.35 | 0 | 0 | 0 | 0 | 0 | 0 | 0 | 0 | 0 | 0 | 0 | 0 | 0 | 0 | 0 | 0 | 0 | 0 | 0 | 0 | 0 | 0
2020-05-02 09:17 | 1.39 | 0 | 0 | 0 | 0 | 0 | 0 | 0 | 0 | 0 | 0 | 0 | 0 | 0 | 0 | 0 | 0 | 0 | 0 | 0 | 0 | 0 | 0
2020-05-02 09:18 | 1.39 | 4.9732 | 7.5595 | 4.9717 | 8.74 | 4.9521 | 4.7561 | 11.8055 | 4.9297 | 7.3034 | 5.0313 | 4.4675 | 4.9429 | 3.2703 | 3.2142 | 5.0231 | 5.7883 | 8.3722 | 8.4484 | 8.4484 | 3.2142 | 7.0978 | 3.01
2020-05-02 09:19 | 1.50 | 42.9468 | 49.017 | 42.5768 | 52.3865 | 42.5399 | 42.1853 | 59.3559 | 42.4978 | 48.3261 | 42.6886 | 40.9425 | 42.5225 | 34.6347 | 34.3469 | 42.6731 | 44.0305 | 51.7725 | 51.9127 | 51.9127 | 34.3469 | 48.8066 | 33.0556
2020-05-02 09:20 | 1.59 | 68.8461 | 69.7767 | 68.8035 | 70.7256 | 68.7702 | 67.8729 | 71.61 | 68.7321 | 69.603 | 68.9038 | 68.2968 | 68.7545 | 65.1897 | 65.0846 | 68.8899 | 69.9825 | 69.4477 | 69.5785 | 69.5785 | 65.0846 | 69.4775 | 64.6291
2020-05-02 09:21 | 1.50 | 104.4819 | 104.615 | 104.2186 | 105.8297 | 104.1931 | 103.2729 | 106.2267 | 104.1638 | 104.4222 | 104.2939 | 103.6619 | 104.1811 | 99.1967 | 99.1058 | 104.2836 | 104.7981 | 104.5256 | 104.6265 | 104.6265 | 99.1058 | 104.8951 | 98.7096
2020-05-02 09:22 | 1.28 | 152.5428 | 151.0629 | 151.1121 | 153.7236 | 151.1015 | 151.6956 | 154.4359 | 151.0886 | 150.6909 | 151.1406 | 150.1105 | 151.0962 | 141.2897 | 141.187 | 151.137 | 150.5673 | 154.0361 | 154.0769 | 154.0769 | 141.187 | 154.1163 | 140.7236
2020-05-02 09:23 | 1.46 | 128.5059 | 127.4259 | 128.2678 | 128.2949 | 128.2496 | 127.0692 | 127.356 | 128.2283 | 127.3211 | 128.3202 | 127.9225 | 128.2409 | 123.6595 | 123.6245 | 128.3132 | 128.298 | 126.7316 | 126.8071 | 126.8071 | 123.6245 | 127.8299 | 123.4905
2020-05-02 09:24 | 1.53 | 88.1563 | 87.8814 | 88.4524 | 87.986 | 88.4229 | 86.7821 | 87.0059 | 88.3892 | 87.8724 | 88.5404 | 88.3408 | 88.409 | 86.5992 | 86.5675 | 88.5283 | 89.3364 | 85.9184 | 86.037 | 86.037 | 86.5675 | 87.005 | 86.4612
2020-05-02 09:25 | 1.76 | 108.0237 | 105.2977 | 107.5019 | 105.8067 | 107.4788 | 107.1702 | 103.6635 | 107.452 | 105.2957 | 107.5699 | 107.3763 | 107.4678 | 103.9543 | 103.9723 | 107.5607 | 107.9069 | 105.1521 | 105.2469 | 105.2469 | 103.9723 | 106.5594 | 104.1086
2020-05-02 09:26 | 1.92 | 70.2685 | 67.6123 | 69.6451 | 68.0289 | 69.6159 | 69.9771 | 66.2015 | 69.5824 | 67.6227 | 69.7324 | 69.5467 | 69.6021 | 66.9672 | 66.9811 | 69.7204 | 70.5118 | 68.0887 | 68.2056 | 68.2056 | 66.9811 | 69.1043 | 67.1067
2020-05-02 09:27 | 1.84 | 4.3491 | 4.3181 | 4.3659 | 4.3181 | 4.3264 | 4.2775 | 4.2412 | 4.2815 | 4.3183 | 4.4857 | 4.2799 | 4.3079 | 4.2223 | 4.1783 | 4.4691 | 6.0138 | 3.9643 | 4.1191 | 4.1191 | 4.1783 | 4.0689 | 4.0281
2020-05-02 09:28 | 1.48 | 38.5041 | 37.2064 | 38.4175 | 37.1106 | 38.3802 | 38.1367 | 35.9331 | 38.3378 | 37.2557 | 38.5302 | 38.4327 | 38.3627 | 37.7652 | 37.7597 | 38.5145 | 39.8945 | 36.4892 | 36.6362 | 36.6362 | 37.7597 | 37.3037 | 37.7968
2020-05-02 09:29 | 1.14 | 20.2293 | 19.4354 | 20.1716 | 19.3646 | 20.1329 | 20.0615 | 18.8824 | 20.0888 | 19.4646 | 20.289 | 20.1685 | 20.1147 | 19.9174 | 19.9005 | 20.2727 | 21.7612 | 18.8795 | 19.0317 | 19.0317 | 19.9005 | 19.3706 | 19.8841
2020-05-02 09:30 | 1.16 | 0.037826 | 0.029599 | 0.035675 | 0.029599 | 0.029078 | 0.040474 | 0.025274 | 0.021582 | 0.029599 | 0.055679 | 0.023179 | 0.025986 | 0.030324 | 0.023572 | 0.0529 | 0.31118 | 0 | 0.013129 | 0.013129 | 0.023572 | 0 | 0.001601
2020-05-02 09:31 | 1.25 | 0 | 0 | 0 | 0 | 0 | 0 | 0 | 0 | 0 | 0 | 0 | 0 | 0 | 0 | 0 | 0 | 0 | 0 | 0 | 0 | 0 | 0
2020-05-02 09:32 | 1.50 | 0 | 0 | 0 | 0 | 0 | 0 | 0 | 0 | 0 | 0 | 0 | 0 | 0 | 0 | 0 | 0 | 0 | 0 | 0 | 0 | 0 | 0
2020-05-02 09:33 | 1.56 | 0 | 0 | 0 | 0 | 0 | 0 | 0 | 0 | 0 | 0 | 0 | 0 | 0 | 0 | 0 | 0 | 0 | 0 | 0 | 0 | 0 | 0
2020-05-02 09:34 | 1.50 | 0 | 0 | 0 | 0 | 0 | 0 | 0 | 0 | 0 | 0 | 0 | 0 | 0 | 0 | 0 | 0 | 0 | 0 | 0 | 0 | 0 | 0
2020-05-02 09:35 | 1.73 | 0 | 0 | 0 | 0 | 0 | 0 | 0 | 0 | 0 | 0 | 0 | 0 | 0 | 0 | 0 | 0 | 0 | 0 | 0 | 0 | 0 | 0
2020-05-02 09:36 | 1.59 | 0 | 0 | 0 | 0 | 0 | 0 | 0 | 0 | 0 | 0 | 0 | 0 | 0 | 0 | 0 | 0 | 0 | 0 | 0 | 0 | 0 | 0
2020-05-02 09:37 | 1.62 | 0 | 0 | 0 | 0 | 0 | 0 | 0 | 0 | 0 | 0 | 0 | 0 | 0 | 0 | 0 | 0 | 0 | 0 | 0 | 0 | 0 | 0
2020-05-02 09:38 | 1.54 | 0 | 0 | 0 | 0 | 0 | 0 | 0 | 0 | 0 | 0 | 0 | 0 | 0 | 0 | 0 | 0 | 0 | 0 | 0 | 0 | 0 | 0
2020-05-02 09:39 | 1.45 | 0 | 0 | 0 | 0 | 0 | 0 | 0 | 0 | 0 | 0 | 0 | 0 | 0 | 0 | 0 | 0 | 0 | 0 | 0 | 0 | 0 | 0
2020-05-02 09:40 | 1.46 | 0 | 0 | 0 | 0 | 0 | 0 | 0 | 0 | 0 | 0 | 0 | 0 | 0 | 0 | 0 | 0 | 0 | 0 | 0 | 0 | 0 | 0
2020-05-02 09:41 | 1.31 | 0 | 0 | 0 | 0 | 0 | 0 | 0 | 0 | 0 | 0 | 0 | 0 | 0 | 0 | 0 | 0 | 0 | 0 | 0 | 0 | 0 | 0
2020-05-02 09:42 | 1.26 | 4.8525 | 7.1455 | 4.8283 | 8.2319 | 4.8087 | 4.671 | 10.9849 | 4.7863 | 6.9126 | 4.8879 | 4.3613 | 4.7994 | 3.2306 | 3.1733 | 4.8796 | 5.6449 | 7.9407 | 8.0169 | 8.0169 | 3.1733 | 6.785 | 2.9679
2020-05-02 09:43 | 1.21 | 62.6945 | 78.2588 | 60.8193 | 87.7857 | 60.7852 | 62.0858 | 106.993 | 60.7464 | 76.3472 | 60.9218 | 56.3499 | 60.7692 | 38.4398 | 37.6977 | 60.9077 | 62.0529 | 89.0287 | 89.1405 | 89.1405 | 37.6977 | 80.0874 | 34.2572
2020-05-02 09:44 | 1.19 | 145.0128 | 158.0614 | 139.2475 | 172.5778 | 139.233 | 146.2327 | 194.8196 | 139.2158 | 155.426 | 139.2882 | 132.6877 | 139.226 | 98.4056 | 97.3244 | 139.2829 | 138.9963 | 179.4795 | 179.478 | 179.478 | 97.3244 | 168.3257 | 92.1331
2020-05-02 09:45 | 1.17 | 195.7523 | 197.7095 | 188.2365 | 210.8798 | 188.2432 | 198.4758 | 225.2001 | 188.2496 | 195.5885 | 188.2101 | 182.8885 | 188.246 | 148.4909 | 147.7627 | 188.2143 | 186.4644 | 221.048 | 220.9594 | 220.9594 | 147.7627 | 213.2383 | 144.2812
2020-05-02 09:46 | 1.19 | 267.8086 | 259.1564 | 256.7063 | 274.0941 | 256.7504 | 273.0814 | 284.0027 | 256.7985 | 257.0549 | 256.5612 | 251.3781 | 256.7705 | 209.8081 | 209.3142 | 256.5824 | 253.648 | 290.7061 | 290.4521 | 290.4521 | 209.3142 | 284.035 | 206.9799
2020-05-02 09:47 | 1.07 | 297.6685 | 278.6164 | 285.1212 | 292.0583 | 285.1853 | 304.43 | 294.0614 | 285.2555 | 277.0522 | 284.9129 | 281.0688 | 285.2146 | 241.2872 | 241.1855 | 284.9431 | 282.2946 | 312.0154 | 311.6978 | 311.6978 | 241.1855 | 308.4031 | 240.7655
2020-05-02 09:48 | 1.04 | 310.1272 | 281.5848 | 296.6179 | 293.0506 | 296.6907 | 318.1008 | 286.9129 | 296.7705 | 280.6127 | 296.382 | 293.9136 | 296.724 | 257.38 | 257.6474 | 296.4162 | 293.9412 | 315.6386 | 315.3093 | 315.3093 | 257.6474 | 315.1578 | 259.0292
2020-05-02 09:49 | 0.94 | 260.8632 | 230.5737 | 249.7188 | 237.5184 | 249.7599 | 267.7808 | 225.0959 | 249.8045 | 230.3667 | 249.5835 | 248.766 | 249.7786 | 223.4004 | 223.8952 | 249.6033 | 246.9824 | 256.6306 | 256.4614 | 256.4614 | 223.8952 | 259.34 | 226.3932
2020-05-02 09:50 | 0.91 | 244.8078 | 204.4647 | 232.5734 | 209.1326 | 232.6031 | 253.3065 | 187.4851 | 232.635 | 204.9142 | 232.4741 | 232.9666 | 232.6165 | 211.2029 | 212.0379 | 232.4887 | 229.7391 | 231.4378 | 231.3326 | 231.3326 | 212.0379 | 237.3701 | 216.2132
2020-05-02 09:51 | 0.88 | 207.3041 | 157.9118 | 194.5818 | 159.4494 | 194.5914 | 217.158 | 128.6196 | 194.6011 | 159.1093 | 194.5461 | 196.5186 | 194.5955 | 180.3991 | 181.5581 | 194.5517 | 192.6143 | 183.9012 | 183.8884 | 183.8884 | 181.5581 | 193.3012 | 187.3348
2020-05-02 09:52 | 0.84 | 109.0384 | 77.5944 | 102.3053 | 76.024 | 102.2801 | 114.6988 | 55.7595 | 102.2511 | 78.7143 | 102.3796 | 104.4413 | 102.2682 | 100.0274 | 100.8399 | 102.3695 | 102.8622 | 88.6251 | 88.7387 | 88.7387 | 100.8399 | 96.3641 | 104.919
2020-05-02 09:53 | 0.80 | 34.4867 | 22.7828 | 32.0928 | 22.0562 | 32.0549 | 37.0657 | 20.5662 | 32.0118 | 23.1027 | 32.2075 | 33.6241 | 32.0372 | 35.2331 | 35.6864 | 32.1916 | 33.6177 | 23.7975 | 23.9483 | 23.9483 | 35.6864 | 26.9398 | 38.0378
2020-05-02 09:54 | 0.77 | 0.89425 | 0.84913 | 0.88175 | 0.84913 | 0.87517 | 0.90477 | 0.83648 | 0.86769 | 0.84913 | 0.90172 | 0.88231 | 0.87208 | 0.90649 | 0.90418 | 0.89894 | 1.3203 | 0.78783 | 0.81362 | 0.81362 | 0.90418 | 0.8058 | 0.90513
2020-05-02 09:55 | 0.75 | 0 | 0 | 0 | 0 | 0 | 0 | 0 | 0 | 0 | 0 | 0 | 0 | 0 | 0 | 0 | 0 | 0 | 0 | 0 | 0 | 0 | 0
2020-05-02 09:56 | 0.73 | 0 | 0 | 0 | 0 | 0 | 0 | 0 | 0 | 0 | 0 | 0 | 0 | 0 | 0 | 0 | 0 | 0 | 0 | 0 | 0 | 0 | 0
2020-05-02 09:57 | 0.70 | 0 | 0 | 0 | 0 | 0 | 0 | 0 | 0 | 0 | 0 | 0 | 0 | 0 | 0 | 0 | 0 | 0 | 0 | 0 | 0 | 0 | 0
2020-05-02 09:58 | 0.66 | 0 | 0 | 0 | 0 | 0 | 0 | 0 | 0 | 0 | 0 | 0 | 0 | 0 | 0 | 0 | 0 | 0 | 0 | 0 | 0 | 0 | 0
2020-05-02 09:59 | 0.67 | 0 | 0 | 0 | 0 | 0 | 0 | 0 | 0 | 0 | 0 | 0 | 0 | 0 | 0 | 0 | 0 | 0 | 0 | 0 | 0 | 0 | 0
2020-05-02 10:00 | 0.64 | 0 | 0 | 0 | 0 | 0 | 0 | 0 | 0 | 0 | 0 | 0 | 0 | 0 | 0 | 0 | 0 | 0 | 0 | 0 | 0 | 0 | 0
2020-05-02 10:01 | 0.61 | 0 | 0 | 0 | 0 | 0 | 0 | 0 | 0 | 0 | 0 | 0 | 0 | 0 | 0 | 0 | 0 | 0 | 0 | 0 | 0 | 0 | 0
2020-05-02 10:02 | 0.64 | 0 | 0 | 0 | 0 | 0 | 0 | 0 | 0 | 0 | 0 | 0 | 0 | 0 | 0 | 0 | 0 | 0 | 0 | 0 | 0 | 0 | 0
2020-05-02 10:03 | 0.61 | 0 | 0 | 0 | 0 | 0 | 0 | 0 | 0 | 0 | 0 | 0 | 0 | 0 | 0 | 0 | 0 | 0 | 0 | 0 | 0 | 0 | 0
2020-05-02 10:04 | 0.60 | 0 | 0 | 0 | 0 | 0 | 0 | 0 | 0 | 0 | 0 | 0 | 0 | 0 | 0 | 0 | 0 | 0 | 0 | 0 | 0 | 0 | 0
2020-05-02 10:05 | 0.58 | 0 | 0 | 0 | 0 | 0 | 0 | 0 | 0 | 0 | 0 | 0 | 0 | 0 | 0 | 0 | 0 | 0 | 0 | 0 | 0 | 0 | 0
2020-05-02 10:06 | 0.55 | 4.5337 | 6.5377 | 4.4924 | 7.5216 | 4.4727 | 4.3893 | 9.9664 | 4.4504 | 6.3291 | 4.552 | 4.0735 | 4.4635 | 3.0449 | 2.9989 | 4.5437 | 5.3096 | 7.299 | 7.3754 | 7.3754 | 2.9989 | 6.263 | 2.8409
2020-05-02 10:07 | 0.50 | 61.3215 | 76.8609 | 59.2285 | 86.6826 | 59.1942 | 60.9469 | 106.3025 | 59.1551 | 74.9042 | 59.3318 | 54.6671 | 59.1781 | 36.3929 | 35.6529 | 59.3175 | 60.4806 | 88.4035 | 88.5161 | 88.5161 | 35.6529 | 79.1779 | 32.2358
2020-05-02 10:08 | 0.48 | 143.9317 | 156.3771 | 137.9419 | 170.9409 | 137.9269 | 145.4475 | 192.977 | 137.9092 | 153.7504 | 137.984 | 131.3988 | 137.9197 | 97.0193 | 95.9525 | 137.9785 | 137.7256 | 178.356 | 178.3564 | 178.3564 | 95.9525 | 167.1969 | 90.835
2020-05-02 10:09 | 0.47 | 215.6543 | 217.6003 | 206.4887 | 233.2563 | 206.5033 | 219.3814 | 250.2658 | 206.5185 | 215.0865 | 206.437 | 200.1548 | 206.5097 | 159.3656 | 158.5104 | 206.4449 | 204.0813 | 246.1066 | 245.969 | 245.969 | 158.5104 | 236.6292 | 154.4153
2020-05-02 10:10 | 0.48 | 265.7878 | 256.7563 | 254.5251 | 271.7449 | 254.5678 | 271.2869 | 281.5676 | 254.6142 | 254.6581 | 254.3846 | 249.2004 | 254.5872 | 207.6067 | 207.1204 | 254.4051 | 251.4568 | 288.7583 | 288.5099 | 288.5099 | 207.1204 | 282.0384 | 204.8275
2020-05-02 10:11 | 0.45 | 206.4106 | 197.9061 | 200.6776 | 204.5941 | 200.6922 | 208.5872 | 205.5572 | 200.7074 | 197.1019 | 200.6261 | 198.5529 | 200.6987 | 178.1935 | 178.0999 | 200.6339 | 198.8015 | 212.5648 | 212.4838 | 212.4838 | 178.0999 | 211.3084 | 177.6994
2020-05-02 10:12 | 0.38 | 141.6347 | 135.8225 | 139.1167 | 138.3388 | 139.1072 | 142.0702 | 136.5049 | 139.0956 | 135.5956 | 139.1414 | 138.418 | 139.1025 | 129.3622 | 129.3795 | 139.1384 | 138.5562 | 141.1542 | 141.1887 | 141.1887 | 129.3795 | 141.8894 | 129.5162
2020-05-02 10:13 | 0.36 | 76.3729 | 76.0609 | 76.6248 | 76.1306 | 76.5931 | 75.1901 | 75.2103 | 76.5568 | 76.0584 | 76.72 | 76.5264 | 76.5781 | 75.0539 | 75.0222 | 76.7069 | 77.6818 | 74.3126 | 74.4394 | 74.4394 | 75.0222 | 75.2894 | 74.92
2020-05-02 10:14 | 0.34 | 41.9657 | 41.813 | 42.1283 | 41.83 | 42.0913 | 41.2864 | 41.2959 | 42.0491 | 41.8141 | 42.2404 | 42.0383 | 42.0739 | 41.2801 | 41.2411 | 42.2248 | 43.5895 | 40.6488 | 40.7948 | 40.7948 | 41.2411 | 41.2289 | 41.1112
2020-05-02 10:15 | 0.32 | 28.4443 | 28.2976 | 28.5508 | 28.3002 | 28.5124 | 27.9868 | 27.8966 | 28.4688 | 28.3007 | 28.6669 | 28.4662 | 28.4944 | 27.9685 | 27.9285 | 28.6508 | 30.1101 | 27.4214 | 27.572 | 27.572 | 27.9285 | 27.8453 | 27.7961
2020-05-02 10:16 | 0.31 | 20.5475 | 20.3842 | 20.6153 | 20.378 | 20.5764 | 20.2269 | 20.0486 | 20.5322 | 20.3891 | 20.733 | 20.536 | 20.5582 | 20.1892 | 20.1494 | 20.7167 | 22.2135 | 19.6889 | 19.8414 | 19.8414 | 20.1494 | 20.0239 | 20.0193
2020-05-02 10:17 | 0.32 | 2.7407 | 2.7055 | 2.7481 | 2.7035 | 2.7283 | 2.6997 | 2.6552 | 2.7059 | 2.7064 | 2.8079 | 2.7072 | 2.7191 | 2.671 | 2.6497 | 2.7996 | 3.8136 | 2.5188 | 2.5961 | 2.5961 | 2.6497 | 2.5833 | 2.578
2020-05-02 10:18 | 0.30 | 0 | 0 | 0 | 0 | 0 | 0 | 0 | 0 | 0 | 0 | 0 | 0 | 0 | 0 | 0 | 0 | 0 | 0 | 0 | 0 | 0 | 0
2020-05-02 10:19 | 0.29 | 0 | 0 | 0 | 0 | 0 | 0 | 0 | 0 | 0 | 0 | 0 | 0 | 0 | 0 | 0 | 0 | 0 | 0 | 0 | 0 | 0 | 0
2020-05-02 10:20 | 0.27 | 0 | 0 | 0 | 0 | 0 | 0 | 0 | 0 | 0 | 0 | 0 | 0 | 0 | 0 | 0 | 0 | 0 | 0 | 0 | 0 | 0 | 0
2020-05-02 10:21 | 0.25 | 0 | 0 | 0 | 0 | 0 | 0 | 0 | 0 | 0 | 0 | 0 | 0 | 0 | 0 | 0 | 0 | 0 | 0 | 0 | 0 | 0 | 0
2020-05-02 10:22 | 0.24 | 0 | 0 | 0 | 0 | 0 | 0 | 0 | 0 | 0 | 0 | 0 | 0 | 0 | 0 | 0 | 0 | 0 | 0 | 0 | 0 | 0 | 0
2020-05-02 10:23 | 0.22 | 0 | 0 | 0 | 0 | 0 | 0 | 0 | 0 | 0 | 0 | 0 | 0 | 0 | 0 | 0 | 0 | 0 | 0 | 0 | 0 | 0 | 0
2020-05-02 10:24 | 0.21 | 0 | 0 | 0 | 0 | 0 | 0 | 0 | 0 | 0 | 0 | 0 | 0 | 0 | 0 | 0 | 0 | 0 | 0 | 0 | 0 | 0 | 0
2020-05-02 10:25 | 0.20 | 0 | 0 | 0 | 0 | 0 | 0 | 0 | 0 | 0 | 0 | 0 | 0 | 0 | 0 | 0 | 0 | 0 | 0 | 0 | 0 | 0 | 0
2020-05-02 10:26 | 0.19 | 0 | 0 | 0 | 0 | 0 | 0 | 0 | 0 | 0 | 0 | 0 | 0 | 0 | 0 | 0 | 0 | 0 | 0 | 0 | 0 | 0 | 0
2020-05-02 10:27 | 0.23 | 0 | 0 | 0 | 0 | 0 | 0 | 0 | 0 | 0 | 0 | 0 | 0 | 0 | 0 | 0 | 0 | 0 | 0 | 0 | 0 | 0 | 0
2020-05-02 10:28 | 0.19 | 0 | 0 | 0 | 0 | 0 | 0 | 0 | 0 | 0 | 0 | 0 | 0 | 0 | 0 | 0 | 0 | 0 | 0 | 0 | 0 | 0 | 0
2020-05-02 10:29 | 0.17 | 0 | 0 | 0 | 0 | 0 | 0 | 0 | 0 | 0 | 0 | 0 | 0 | 0 | 0 | 0 | 0 | 0 | 0 | 0 | 0 | 0 | 0
2020-05-02 10:30 | 0.14 | 3.945 | 5.2466 | 3.9093 | 5.908 | 3.8962 | 3.8463 | 7.5142 | 3.8813 | 5.1079 | 3.949 | 3.6245 | 3.8901 | 2.9144 | 2.8797 | 3.9435 | 4.5112 | 5.772 | 5.8229 | 5.8229 | 2.8797 | 5.0913 | 2.7693
2020-05-02 10:31 | 0.12 | 60.2823 | 73.9175 | 58.1294 | 83.0079 | 58.095 | 60.1397 | 100.6964 | 58.0558 | 72.127 | 58.2331 | 53.9152 | 58.0789 | 36.6743 | 35.9905 | 58.2187 | 59.3895 | 85.0079 | 85.1221 | 85.1221 | 35.9905 | 76.6084 | 32.8278
2020-05-02 10:32 | 0.11 | 142.5501 | 154.2292 | 136.3767 | 168.7012 | 136.3613 | 144.3501 | 190.2692 | 136.3431 | 151.6366 | 136.4204 | 129.9068 | 136.3538 | 95.6523 | 94.6075 | 136.4147 | 136.198 | 176.5618 | 176.5649 | 176.5649 | 94.6075 | 165.5268 | 89.6003
2020-05-02 10:33 | 0.11 | 219.9622 | 221.3689 | 210.1791 | 237.6822 | 210.1959 | 224.201 | 255.148 | 210.2135 | 218.7637 | 210.1206 | 203.6059 | 210.2034 | 160.9745 | 160.0959 | 210.1295 | 207.728 | 251.6387 | 251.4867 | 251.4867 | 160.0959 | 241.757 | 155.8907
2020-05-02 10:34 | 0.10 | 261.7499 | 252.5347 | 250.5542 | 267.2824 | 250.5944 | 267.3394 | 276.8174 | 250.6381 | 250.4786 | 250.4216 | 245.3294 | 250.6127 | 204.3985 | 203.9266 | 250.441 | 247.4796 | 284.3012 | 284.0649 | 284.0649 | 203.9266 | 277.6865 | 201.7064
2020-05-02 10:35 | 0.10 | 262.4256 | 246.7857 | 252.1445 | 257.8482 | 252.1864 | 267.8153 | 259.4107 | 252.2319 | 245.4991 | 252.0066 | 248.7803 | 252.2055 | 216.0804 | 215.9863 | 252.0268 | 249.1613 | 273.9666 | 273.7543 | 273.7543 | 215.9863 | 271.1203 | 215.6019
2020-05-02 10:36 | 0.09 | 301.7111 | 272.6729 | 287.9749 | 284.1799 | 288.0413 | 310.0889 | 277.9644 | 288.114 | 271.7095 | 287.7594 | 285.2753 | 288.0716 | 248.8854 | 249.1588 | 287.7906 | 285.1962 | 307.4305 | 307.1261 | 307.1261 | 249.1588 | 306.81 | 250.5812
2020-05-02 10:37 | 0.09 | 290.5718 | 252.6993 | 276.1943 | 261.8129 | 276.252 | 300.0978 | 247.2265 | 276.3151 | 252.3762 | 276.0063 | 274.8809 | 276.2784 | 242.9056 | 243.5161 | 276.0336 | 273.2831 | 287.2861 | 287.0408 | 287.0408 | 243.5161 | 289.8032 | 246.5964
2020-05-02 10:38 | 0.11 | 263.7385 | 216.0954 | 248.7869 | 222.207 | 248.8261 | 274.5743 | 197.7065 | 248.8686 | 216.5374 | 248.6576 | 249.0637 | 248.8439 | 222.6625 | 223.6324 | 248.6766 | 245.7157 | 250.1145 | 249.967 | 249.967 | 223.6324 | 256.2209 | 228.4843
2020-05-02 10:39 | 0.12 | 199.0914 | 148.7357 | 185.837 | 150.5717 | 185.8418 | 209.6232 | 119.804 | 185.8462 | 149.9141 | 185.8166 | 187.7106 | 185.8438 | 171.0758 | 172.2415 | 185.82 | 184.1181 | 176.3273 | 176.3298 | 176.3298 | 172.2415 | 185.4281 | 178.063
2020-05-02 10:40 | 0.13 | 65.3455 | 57.3632 | 63.7019 | 57.1263 | 63.6683 | 66.2572 | 51.7271 | 63.6299 | 57.6212 | 63.8032 | 64.1172 | 63.6524 | 62.0493 | 62.2183 | 63.7892 | 64.9052 | 59.4446 | 59.5799 | 59.5799 | 62.2183 | 61.7627 | 63.1189
2020-05-02 10:41 | 0.15 | 30.441 | 13.538 | 26.7066 | 12.5918 | 26.6682 | 34.7008 | 11.3903 | 26.6246 | 13.9587 | 26.8227 | 28.8369 | 26.6502 | 30.9113 | 31.558 | 26.8066 | 28.267 | 15.8712 | 16.0244 | 16.0244 | 31.558 | 20.2279 | 34.8868
2020-05-02 10:42 | 0.17 | 0.54092 | 0.53719 | 0.54179 | 0.53719 | 0.5352 | 0.53653 | 0.53017 | 0.52771 | 0.53719 | 0.56178 | 0.52748 | 0.53211 | 0.52602 | 0.51864 | 0.559 | 0.8723 | 0.48875 | 0.51456 | 0.51456 | 0.51864 | 0.5002 | 0.49341
2020-05-02 10:43 | 0.13 | 0 | 0 | 0 | 0 | 0 | 0 | 0 | 0 | 0 | 0 | 0 | 0 | 0 | 0 | 0 | 0 | 0 | 0 | 0 | 0 | 0 | 0
2020-05-02 10:44 | 0.12 | 0 | 0 | 0 | 0 | 0 | 0 | 0 | 0 | 0 | 0 | 0 | 0 | 0 | 0 | 0 | 0 | 0 | 0 | 0 | 0 | 0 | 0
2020-05-02 10:45 | 0.11 | 0 | 0 | 0 | 0 | 0 | 0 | 0 | 0 | 0 | 0 | 0 | 0 | 0 | 0 | 0 | 0 | 0 | 0 | 0 | 0 | 0 | 0
2020-05-02 10:46 | 0.13 | 0 | 0 | 0 | 0 | 0 | 0 | 0 | 0 | 0 | 0 | 0 | 0 | 0 | 0 | 0 | 0 | 0 | 0 | 0 | 0 | 0 | 0
2020-05-02 10:47 | 0.13 | 0 | 0 | 0 | 0 | 0 | 0 | 0 | 0 | 0 | 0 | 0 | 0 | 0 | 0 | 0 | 0 | 0 | 0 | 0 | 0 | 0 | 0
2020-05-02 10:48 | 0.14 | 0 | 0 | 0 | 0 | 0 | 0 | 0 | 0 | 0 | 0 | 0 | 0 | 0 | 0 | 0 | 0 | 0 | 0 | 0 | 0 | 0 | 0
2020-05-02 10:49 | 0.19 | 0 | 0 | 0 | 0 | 0 | 0 | 0 | 0 | 0 | 0 | 0 | 0 | 0 | 0 | 0 | 0 | 0 | 0 | 0 | 0 | 0 | 0
2020-05-02 10:50 | 0.19 | 0 | 0 | 0 | 0 | 0 | 0 | 0 | 0 | 0 | 0 | 0 | 0 | 0 | 0 | 0 | 0 | 0 | 0 | 0 | 0 | 0 | 0
2020-05-02 10:51 | 0.18 | 0 | 0 | 0 | 0 | 0 | 0 | 0 | 0 | 0 | 0 | 0 | 0 | 0 | 0 | 0 | 0 | 0 | 0 | 0 | 0 | 0 | 0
2020-05-02 10:52 | 0.18 | 0 | 0 | 0 | 0 | 0 | 0 | 0 | 0 | 0 | 0 | 0 | 0 | 0 | 0 | 0 | 0 | 0 | 0 | 0 | 0 | 0 | 0
2020-05-02 10:53 | 0.16 | 0 | 0 | 0 | 0 | 0 | 0 | 0 | 0 | 0 | 0 | 0 | 0 | 0 | 0 | 0 | 0 | 0 | 0 | 0 | 0 | 0 | 0
2020-05-02 10:54 | 0.18 | 4.0689 | 5.4952 | 4.0115 | 6.2454 | 3.9984 | 3.9812 | 8.0961 | 3.9835 | 5.3395 | 4.0512 | 3.6933 | 3.9923 | 2.8872 | 2.8501 | 4.0457 | 4.7647 | 6.1542 | 6.2049 | 6.2049 | 2.8501 | 5.3791 | 2.7429
2020-05-02 10:55 | 0.15 | 62.0221 | 76.9284 | 59.5418 | 87.0383 | 59.5074 | 62.0738 | 106.7256 | 59.4683 | 74.9452 | 59.6452 | 54.9153 | 59.4913 | 36.1894 | 35.4624 | 59.6309 | 60.796 | 89.6238 | 89.7359 | 89.7359 | 35.4624 | 80.1979 | 32.1176
2020-05-02 10:56 | 0.14 | 134.2251 | 145.3608 | 128.1989 | 159.3192 | 128.1809 | 136.1181 | 180.1043 | 128.1598 | 142.8636 | 128.2507 | 121.9598 | 128.1722 | 89.0764 | 88.0722 | 128.2438 | 128.2155 | 167.1068 | 167.1224 | 167.1224 | 88.0722 | 156.414 | 83.2677
2020-05-02 10:57 | 0.14 | 139.9565 | 140.1046 | 134.432 | 149.1956 | 134.4224 | 142.2114 | 158.4384 | 134.4108 | 138.672 | 134.4571 | 130.7742 | 134.4177 | 106.8008 | 106.3123 | 134.454 | 133.8177 | 156.8021 | 156.7965 | 156.7965 | 106.3123 | 151.6063 | 104.0064
2020-05-02 10:58 | 0.12 | 260.0852 | 250.2254 | 248.556 | 265.1804 | 248.595 | 266.0428 | 274.6622 | 248.6374 | 248.1546 | 248.4272 | 243.2879 | 248.6127 | 201.8512 | 201.3856 | 248.4461 | 245.4948 | 282.9132 | 282.6805 | 282.6805 | 201.3856 | 276.1827 | 199.2026
2020-05-02 10:59 | 0.09 | 290.6842 | 270.6115 | 277.5725 | 284.3619 | 277.6309 | 298.1767 | 286.3468 | 277.6949 | 269.028 | 277.382 | 273.4518 | 277.6576 | 233.1303 | 233.0356 | 277.4096 | 274.6555 | 305.6477 | 305.3499 | 305.3499 | 233.0356 | 301.7513 | 232.6648
2020-05-02 11:00 | 0.08 | 298.6263 | 269.1503 | 284.581 | 280.8964 | 284.6445 | 307.3424 | 274.7883 | 284.7142 | 268.1616 | 284.3743 | 281.8083 | 284.6736 | 244.9004 | 245.1705 | 284.4043 | 281.7371 | 304.8042 | 304.5089 | 304.5089 | 245.1705 | 304.0018 | 246.5846
2020-05-02 11:01 | 0.08 | 254.3326 | 223.3534 | 242.688 | 230.6844 | 242.7253 | 261.8713 | 218.4882 | 242.7657 | 223.1071 | 242.5646 | 241.6267 | 242.7422 | 215.5626 | 216.0548 | 242.5827 | 240.1092 | 251.0118 | 250.8535 | 250.8535 | 216.0548 | 253.3359 | 218.5512
2020-05-02 11:02 | 0.10 | 168.3017 | 150.0642 | 162.7981 | 152.3896 | 162.7924 | 171.4817 | 142.5801 | 162.7851 | 150.225 | 162.8106 | 162.8328 | 162.7895 | 151.6156 | 151.9587 | 162.8093 | 161.8719 | 161.33 | 161.358 | 161.358 | 151.9587 | 164.5052 | 153.7111
2020-05-02 11:03 | 0.10 | 67.1056 | 61.4364 | 65.703 | 61.8113 | 65.6717 | 67.6493 | 58.1539 | 65.6359 | 61.5398 | 65.7969 | 65.7727 | 65.6569 | 62.7975 | 62.8855 | 65.784 | 66.7291 | 63.5937 | 63.7191 | 63.7191 | 62.8855 | 65.0769 | 63.3839
2020-05-02 11:04 | 0.10 | 35.853 | 34.8879 | 35.8094 | 34.8366 | 35.7718 | 35.472 | 33.9184 | 35.729 | 34.9211 | 35.9233 | 35.79 | 35.7541 | 35.1394 | 35.1233 | 35.9075 | 37.3152 | 34.1626 | 34.3108 | 34.3108 | 35.1233 | 34.8502 | 35.1084
2020-05-02 11:05 | 0.10 | 17.2634 | 16.6952 | 17.2209 | 16.6604 | 17.1819 | 17.1159 | 16.3274 | 17.1376 | 16.7117 | 17.339 | 17.1939 | 17.1637 | 16.9619 | 16.9382 | 17.3226 | 18.8282 | 16.1668 | 16.3197 | 16.3197 | 16.9382 | 16.5545 | 16.8888
2020-05-02 11:06 | 0.10 | 0 | 0 | 0 | 0 | 0 | 0 | 0 | 0 | 0 | 0.0073203 | 0 | 0 | 0 | 0 | 0.0045419 | 0.26285 | 0 | 0 | 0 | 0 | 0 | 0
2020-05-02 11:07 | 0.10 | 0 | 0 | 0 | 0 | 0 | 0 | 0 | 0 | 0 | 0 | 0 | 0 | 0 | 0 | 0 | 0 | 0 | 0 | 0 | 0 | 0 | 0
2020-05-02 11:08 | 0.10 | 0 | 0 | 0 | 0 | 0 | 0 | 0 | 0 | 0 | 0 | 0 | 0 | 0 | 0 | 0 | 0 | 0 | 0 | 0 | 0 | 0 | 0
2020-05-02 11:09 | 0.10 | 0 | 0 | 0 | 0 | 0 | 0 | 0 | 0 | 0 | 0 | 0 | 0 | 0 | 0 | 0 | 0 | 0 | 0 | 0 | 0 | 0 | 0
2020-05-02 11:10 | 0.10 | 0 | 0 | 0 | 0 | 0 | 0 | 0 | 0 | 0 | 0 | 0 | 0 | 0 | 0 | 0 | 0 | 0 | 0 | 0 | 0 | 0 | 0
2020-05-02 11:11 | 0.10 | 0 | 0 | 0 | 0 | 0 | 0 | 0 | 0 | 0 | 0 | 0 | 0 | 0 | 0 | 0 | 0 | 0 | 0 | 0 | 0 | 0 | 0
2020-05-02 11:12 | 0.10 | 0 | 0 | 0 | 0 | 0 | 0 | 0 | 0 | 0 | 0 | 0 | 0 | 0 | 0 | 0 | 0 | 0 | 0 | 0 | 0 | 0 | 0
2020-05-02 11:13 | 0.10 | 0 | 0 | 0 | 0 | 0 | 0 | 0 | 0 | 0 | 0 | 0 | 0 | 0 | 0 | 0 | 0 | 0 | 0 | 0 | 0 | 0 | 0
2020-05-02 11:14 | 0.13 | 0 | 0 | 0 | 0 | 0 | 0 | 0 | 0 | 0 | 0 | 0 | 0 | 0 | 0 | 0 | 0 | 0 | 0 | 0 | 0 | 0 | 0
2020-05-02 11:15 | 0.12 | 0 | 0 | 0 | 0 | 0 | 0 | 0 | 0 | 0 | 0 | 0 | 0 | 0 | 0 | 0 | 0 | 0 | 0 | 0 | 0 | 0 | 0
2020-05-02 11:16 | 0.11 | 0 | 0 | 0 | 0 | 0 | 0 | 0 | 0 | 0 | 0 | 0 | 0 | 0 | 0 | 0 | 0 | 0 | 0 | 0 | 0 | 0 | 0
2020-05-02 11:17 | 0.08 | 0 | 0 | 0 | 0 | 0 | 0 | 0 | 0 | 0 | 0 | 0 | 0 | 0 | 0 | 0 | 0 | 0 | 0 | 0 | 0 | 0 | 0
2020-05-02 11:18 | 0.05 | 4.2709 | 6.0615 | 4.1799 | 7.036 | 4.1602 | 4.1924 | 9.3606 | 4.1379 | 5.861 | 4.2396 | 3.7735 | 4.151 | 2.8114 | 2.7647 | 4.2313 | 4.9982 | 6.9628 | 7.0392 | 7.0392 | 2.7647 | 5.9478 | 2.638
2020-05-02 11:19 | 0.05 | 62.3326 | 77.5968 | 59.5532 | 88.2753 | 59.5188 | 62.6362 | 108.8661 | 59.4797 | 75.5153 | 59.6566 | 54.7047 | 59.5027 | 35.079 | 34.3341 | 59.6423 | 60.8087 | 91.4526 | 91.5634 | 91.5634 | 34.3341 | 81.4872 | 30.9167
2020-05-02 11:20 | 0.05 | 139.838 | 150.2641 | 133.3186 | 164.679 | 133.3021 | 142.1509 | 185.6479 | 133.2827 | 147.715 | 133.3656 | 126.9515 | 133.2942 | 92.9059 | 91.9005 | 133.3594 | 133.2192 | 173.3937 | 173.4022 | 173.4022 | 91.9005 | 162.4706 | 87.0933
2020-05-02 11:21 | 0.05 | 211.4269 | 211.8746 | 201.6 | 227.7763 | 201.612 | 216.0044 | 244.4405 | 201.6244 | 209.362 | 201.5564 | 195.2509 | 201.6173 | 153.8857 | 153.0553 | 201.5631 | 199.3545 | 242.1197 | 241.9917 | 241.9917 | 153.0553 | 232.4985 | 149.0933
2020-05-02 11:22 | 0.05 | 262.5819 | 252.1434 | 250.5726 | 267.5592 | 250.6127 | 268.9657 | 277.2789 | 250.6563 | 250.0152 | 250.4401 | 245.1559 | 250.631 | 202.4883 | 202.0141 | 250.4595 | 247.4932 | 286.2059 | 285.9646 | 285.9646 | 202.0141 | 279.202 | 199.7937
2020-05-02 11:23 | 0.04 | 290.3864 | 269.8135 | 276.9949 | 283.7579 | 277.0529 | 298.1794 | 285.7358 | 277.1165 | 268.2136 | 276.8056 | 272.8287 | 277.0795 | 232.0387 | 231.9477 | 276.8331 | 274.0745 | 305.6478 | 305.3499 | 305.3499 | 231.9477 | 301.633 | 231.5987
2020-05-02 11:24 | 0.04 | 304.0725 | 273.4961 | 289.4526 | 285.6995 | 289.5199 | 313.286 | 279.4968 | 289.5937 | 272.4674 | 289.2341 | 286.5787 | 289.5507 | 248.3851 | 248.6668 | 289.2658 | 286.6763 | 310.7647 | 310.4508 | 310.4508 | 248.6668 | 309.7901 | 250.1406
2020-05-02 11:25 | 0.02 | 264.2106 | 230.7545 | 251.537 | 238.7154 | 251.5792 | 272.6015 | 225.7561 | 251.625 | 230.4815 | 251.3983 | 250.3821 | 251.5983 | 222.3687 | 222.9001 | 251.4186 | 248.715 | 261.0636 | 260.8837 | 260.8837 | 222.9001 | 263.3697 | 225.5937
2020-05-02 11:26 | 0.02 | 176.5784 | 157.7018 | 170.6164 | 160.5671 | 170.6165 | 180.0501 | 150.9322 | 170.6157 | 157.7997 | 170.6107 | 170.5036 | 170.6163 | 157.895 | 158.239 | 170.6119 | 169.4771 | 170.3947 | 170.3976 | 170.3976 | 158.239 | 173.3233 | 159.9941
2020-05-02 11:27 | 0.02 | 92.439 | 88.7108 | 91.8172 | 88.8466 | 91.7885 | 91.9432 | 85.8392 | 91.7557 | 88.7947 | 91.9026 | 91.8739 | 91.775 | 89.3586 | 89.4116 | 91.8909 | 92.6407 | 88.6662 | 88.7824 | 88.7824 | 89.4116 | 90.3248 | 89.7271
2020-05-02 11:28 | 0.04 | 62.8267 | 58.3551 | 62.0105 | 58.2504 | 61.9764 | 62.9236 | 55.0238 | 61.9376 | 58.4943 | 62.1131 | 62.1943 | 61.9604 | 60.5588 | 60.6353 | 62.0989 | 63.2447 | 58.8551 | 58.9911 | 58.9911 | 60.6353 | 60.464 | 61.0758
2020-05-02 11:29 | 0.05 | 8.4651 | 8.2996 | 8.4718 | 8.2889 | 8.4457 | 8.3582 | 8.1415 | 8.416 | 8.3048 | 8.551 | 8.4278 | 8.4334 | 8.2995 | 8.275 | 8.54 | 9.5537 | 7.9717 | 8.0741 | 8.0741 | 8.275 | 8.1446 | 8.1989
2020-05-02 11:30 | 0.03 | 0 | 0 | 0 | 0 | 0 | 0 | 0 | 0 | 0 | 0 | 0 | 0 | 0 | 0 | 0 | 0 | 0 | 0 | 0 | 0 | 0 | 0
2020-05-02 11:31 | 0.03 | 0 | 0 | 0 | 0 | 0 | 0 | 0 | 0 | 0 | 0 | 0 | 0 | 0 | 0 | 0 | 0 | 0 | 0 | 0 | 0 | 0 | 0
2020-05-02 11:32 | 0.03 | 0 | 0 | 0 | 0 | 0 | 0 | 0 | 0 | 0 | 0 | 0 | 0 | 0 | 0 | 0 | 0 | 0 | 0 | 0 | 0 | 0 | 0
2020-05-02 11:33 | 0.03 | 0 | 0 | 0 | 0 | 0 | 0 | 0 | 0 | 0 | 0 | 0 | 0 | 0 | 0 | 0 | 0 | 0 | 0 | 0 | 0 | 0 | 0
2020-05-02 11:34 | 0.03 | 0 | 0 | 0 | 0 | 0 | 0 | 0 | 0 | 0 | 0 | 0 | 0 | 0 | 0 | 0 | 0 | 0 | 0 | 0 | 0 | 0 | 0
2020-05-02 11:35 | 0.09 | 0 | 0 | 0 | 0 | 0 | 0 | 0 | 0 | 0 | 0 | 0 | 0 | 0 | 0 | 0 | 0 | 0 | 0 | 0 | 0 | 0 | 0
2020-05-02 11:36 | 0.09 | 0 | 0 | 0 | 0 | 0 | 0 | 0 | 0 | 0 | 0 | 0 | 0 | 0 | 0 | 0 | 0 | 0 | 0 | 0 | 0 | 0 | 0
2020-05-02 11:37 | 0.09 | 0 | 0 | 0 | 0 | 0 | 0 | 0 | 0 | 0 | 0 | 0 | 0 | 0 | 0 | 0 | 0 | 0 | 0 | 0 | 0 | 0 | 0
2020-05-02 11:38 | 0.12 | 0 | 0 | 0 | 0 | 0 | 0 | 0 | 0 | 0 | 0 | 0 | 0 | 0 | 0 | 0 | 0 | 0 | 0 | 0 | 0 | 0 | 0
2020-05-02 11:39 | 0.14 | 0 | 0 | 0 | 0 | 0 | 0 | 0 | 0 | 0 | 0 | 0 | 0 | 0 | 0 | 0 | 0 | 0 | 0 | 0 | 0 | 0 | 0
2020-05-02 11:40 | 0.14 | 0 | 0 | 0 | 0 | 0 | 0 | 0 | 0 | 0 | 0 | 0 | 0 | 0 | 0 | 0 | 0 | 0 | 0 | 0 | 0 | 0 | 0
2020-05-02 11:41 | 0.14 | 0 | 0 | 0 | 0 | 0 | 0 | 0 | 0 | 0 | 0 | 0 | 0 | 0 | 0 | 0 | 0 | 0 | 0 | 0 | 0 | 0 | 0
2020-05-02 11:42 | 0.14 | 2.4116 | 3.0026 | 2.3769 | 3.3391 | 2.3638 | 2.3762 | 4.1089 | 2.3488 | 2.9342 | 2.4167 | 2.2212 | 2.3576 | 1.8631 | 1.84 | 2.4112 | 3.0008 | 3.2698 | 3.3211 | 3.3211 | 1.84 | 2.9423 | 1.7766
2020-05-02 11:43 | 0.14 | 61.7728 | 76.0913 | 58.8534 | 86.5693 | 58.8189 | 62.2979 | 106.4338 | 58.7797 | 74.0674 | 58.9571 | 54.1252 | 58.8028 | 34.7827 | 34.0647 | 58.9427 | 60.1146 | 90.1138 | 90.2253 | 90.2253 | 34.0647 | 80.4127 | 30.7747
2020-05-02 11:44 | 0.14 | 141.4147 | 151.6534 | 134.414 | 166.672 | 134.3979 | 144.1375 | 188.2672 | 134.379 | 149.0143 | 134.4596 | 127.8205 | 134.3902 | 92.3977 | 91.3691 | 134.4536 | 134.2814 | 176.2819 | 176.285 | 176.285 | 91.3691 | 164.9075 | 86.4537
2020-05-02 11:45 | 0.15 | 213.6665 | 213.615 | 203.3472 | 230.0352 | 203.3602 | 218.6698 | 247.0565 | 203.3736 | 211.0351 | 203.3007 | 196.8283 | 203.3659 | 154.2236 | 153.3823 | 203.3079 | 201.0419 | 245.3192 | 245.1834 | 245.1834 | 153.3823 | 235.3675 | 149.3718
2020-05-02 11:46 | 0.14 | 266.6601 | 255.3983 | 254.0112 | 271.4524 | 254.0536 | 273.5626 | 281.4579 | 254.0998 | 253.1942 | 253.8715 | 248.4015 | 254.0729 | 204.1495 | 203.6687 | 253.8919 | 250.9482 | 291.3141 | 291.0581 | 291.0581 | 203.6687 | 283.968 | 201.4211
2020-05-02 11:47 | 0.14 | 295.394 | 273.7424 | 281.3215 | 288.2926 | 281.3827 | 303.7423 | 290.3597 | 281.4498 | 272.0785 | 281.1222 | 276.9888 | 281.4107 | 234.5928 | 234.5032 | 281.1511 | 278.4485 | 311.4836 | 311.1675 | 311.1675 | 234.5032 | 307.2014 | 234.1661
2020-05-02 11:48 | 0.13 | 136.3348 | 130.3342 | 134.0055 | 132.4507 | 133.9926 | 136.739 | 130.0933 | 133.9773 | 130.1753 | 134.0411 | 133.4659 | 133.9864 | 125.4256 | 125.4637 | 134.0365 | 133.8302 | 135.041 | 135.0901 | 135.0901 | 125.4637 | 136.0239 | 125.7051
2020-05-02 11:49 | 0.08 | 111.0486 | 107.3349 | 110.0502 | 108.1793 | 110.0269 | 110.6034 | 105.8527 | 110 | 107.3088 | 110.1187 | 109.8503 | 110.0158 | 105.4858 | 105.5135 | 110.1094 | 110.4676 | 108.4521 | 108.5465 | 108.5465 | 105.5135 | 109.7738 | 105.7024
2020-05-02 11:50 | 0.05 | 114.4078 | 105.7407 | 112.0866 | 106.6579 | 112.0645 | 115.2509 | 101.3881 | 112.0389 | 105.8466 | 112.1513 | 112.1217 | 112.054 | 106.6659 | 106.8152 | 112.1425 | 112.4123 | 109.7461 | 109.8371 | 109.8371 | 106.8152 | 111.8306 | 107.6096
2020-05-02 11:51 | 0.06 | 179.7557 | 134.8573 | 167.7898 | 136.5821 | 167.7862 | 189.3998 | 109.6093 | 167.7811 | 135.8893 | 167.7961 | 169.4121 | 167.7842 | 154.5659 | 155.5916 | 167.7957 | 166.713 | 159.8758 | 159.9071 | 159.9071 | 155.5916 | 167.782 | 160.73
2020-05-02 11:52 | 0.07 | 128.5281 | 72.14 | 115.3084 | 70.2615 | 115.2863 | 140.8167 | 37.8983 | 115.2607 | 73.9812 | 115.373 | 118.9113 | 115.2758 | 110.6999 | 112.1554 | 115.3643 | 115.6328 | 96.3465 | 96.4535 | 96.4535 | 112.1554 | 108.2965 | 119.4385
2020-05-02 11:53 | 0.07 | 39.7089 | 15.9534 | 34.2874 | 14.5463 | 34.25 | 45.6149 | 10.0085 | 34.2075 | 16.6774 | 34.4005 | 36.6632 | 34.2325 | 37.2067 | 37.9742 | 34.3848 | 35.7736 | 21.8968 | 22.0481 | 22.0481 | 37.9742 | 27.7614 | 41.8976
2020-05-02 11:54 | 0.07 | 0.41561 | 0.37765 | 0.39785 | 0.37765 | 0.39126 | 0.43954 | 0.36984 | 0.38377 | 0.37765 | 0.41784 | 0.39688 | 0.38817 | 0.42112 | 0.41865 | 0.41506 | 0.67303 | 0.32737 | 0.3532 | 0.3532 | 0.41865 | 0.33976 | 0.41923
2020-05-02 11:55 | 0.07 | 0 | 0 | 0 | 0 | 0 | 0 | 0 | 0 | 0 | 0 | 0 | 0 | 0 | 0 | 0 | 0 | 0 | 0 | 0 | 0 | 0 | 0
2020-05-02 11:56 | 0.07 | 0 | 0 | 0 | 0 | 0 | 0 | 0 | 0 | 0 | 0 | 0 | 0 | 0 | 0 | 0 | 0 | 0 | 0 | 0 | 0 | 0 | 0
2020-05-02 11:57 | 0.07 | 0 | 0 | 0 | 0 | 0 | 0 | 0 | 0 | 0 | 0 | 0 | 0 | 0 | 0 | 0 | 0 | 0 | 0 | 0 | 0 | 0 | 0
2020-05-02 11:58 | 0.08 | 0 | 0 | 0 | 0 | 0 | 0 | 0 | 0 | 0 | 0 | 0 | 0 | 0 | 0 | 0 | 0 | 0 | 0 | 0 | 0 | 0 | 0
2020-05-02 11:59 | 0.10 | 0 | 0 | 0 | 0 | 0 | 0 | 0 | 0 | 0 | 0 | 0 | 0 | 0 | 0 | 0 | 0 | 0 | 0 | 0 | 0 | 0 | 0
2020-05-02 12:00 | 0.10 | 0 | 0 | 0 | 0 | 0 | 0 | 0 | 0 | 0 | 0 | 0 | 0 | 0 | 0 | 0 | 0 | 0 | 0 | 0 | 0 | 0 | 0
2020-05-02 12:01 | 0.10 | 0 | 0 | 0 | 0 | 0 | 0 | 0 | 0 | 0 | 0 | 0 | 0 | 0 | 0 | 0 | 0 | 0 | 0 | 0 | 0 | 0 | 0
2020-05-02 12:02 | 0.10 | 0 | 0 | 0 | 0 | 0 | 0 | 0 | 0 | 0 | 0 | 0 | 0 | 0 | 0 | 0 | 0 | 0 | 0 | 0 | 0 | 0 | 0
2020-05-02 12:03 | 0.10 | 0 | 0 | 0 | 0 | 0 | 0 | 0 | 0 | 0 | 0 | 0 | 0 | 0 | 0 | 0 | 0 | 0 | 0 | 0 | 0 | 0 | 0
2020-05-02 12:04 | 0.10 | 0 | 0 | 0 | 0 | 0 | 0 | 0 | 0 | 0 | 0 | 0 | 0 | 0 | 0 | 0 | 0 | 0 | 0 | 0 | 0 | 0 | 0
2020-05-02 12:05 | 0.10 | 0 | 0 | 0 | 0 | 0 | 0 | 0 | 0 | 0 | 0 | 0 | 0 | 0 | 0 | 0 | 0 | 0 | 0 | 0 | 0 | 0 | 0
2020-05-02 12:06 | 0.10 | 1.1093 | 1.1627 | 1.1089 | 1.1981 | 1.0957 | 1.0918 | 1.2624 | 1.0808 | 1.1556 | 1.1489 | 1.0675 | 1.0896 | 1.026 | 1.0107 | 1.1433 | 1.6587 | 1.096 | 1.1476 | 1.1476 | 1.0107 | 1.0867 | 0.95975
2020-05-02 12:07 | 0.10 | 44.6941 | 51.1676 | 42.9348 | 56.5889 | 42.8987 | 45.0402 | 66.0565 | 42.8576 | 50.1433 | 43.0439 | 40.4211 | 42.8817 | 29.4216 | 29.0123 | 43.0288 | 44.3249 | 58.5524 | 58.6796 | 58.6796 | 29.0123 | 53.8945 | 27.1311
2020-05-02 12:08 | 0.10 | 23.4096 | 24.2614 | 23.118 | 25.1994 | 23.0795 | 23.2572 | 26.5192 | 23.0356 | 24.0914 | 23.2348 | 22.6204 | 23.0614 | 20.3525 | 20.2467 | 23.2186 | 24.6941 | 25.0676 | 25.2174 | 25.2174 | 20.2467 | 24.5437 | 19.7993
2020-05-02 12:09 | 0.09 | 68.1584 | 68.048 | 68.11 | 68.5809 | 68.0768 | 67.2935 | 68.4158 | 68.039 | 67.9677 | 68.2097 | 67.8213 | 68.0612 | 65.4718 | 65.4114 | 68.1959 | 69.275 | 67.4105 | 67.5413 | 67.5413 | 65.4114 | 67.9004 | 65.1738
2020-05-02 12:10 | 0.05 | 196.8851 | 190.4492 | 190.4953 | 198.7418 | 190.5037 | 199.6418 | 202.9833 | 190.512 | 189.3352 | 190.4634 | 187.6158 | 190.5073 | 164.2047 | 163.9696 | 190.4685 | 188.7346 | 207.9479 | 207.8823 | 207.8823 | 163.9696 | 204.9241 | 162.8919
2020-05-02 12:11 | 0.04 | 308.3622 | 285.0551 | 293.207 | 300.6329 | 293.2771 | 317.5148 | 302.892 | 293.3541 | 283.277 | 292.9796 | 288.5867 | 293.3092 | 243.3485 | 243.2593 | 293.0125 | 290.4788 | 325.8209 | 325.4592 | 325.4592 | 243.2593 | 321.1221 | 242.9262
2020-05-02 12:12 | 0.04 | 306.2495 | 273.6306 | 290.5536 | 286.5948 | 290.6217 | 316.4271 | 280.1641 | 290.6963 | 272.5415 | 290.3328 | 287.498 | 290.6528 | 247.3438 | 247.6406 | 290.3648 | 287.7833 | 313.7931 | 313.4702 | 313.4702 | 247.6406 | 312.537 | 249.1997
2020-05-02 12:13 | 0.04 | 293.5438 | 251.69 | 277.2868 | 261.9791 | 277.3451 | 304.87 | 246.6291 | 277.4089 | 251.2979 | 277.0969 | 275.7482 | 277.3718 | 240.6566 | 241.314 | 277.1245 | 274.3704 | 291.3577 | 291.1017 | 291.1017 | 241.314 | 293.4728 | 244.6451
2020-05-02 12:14 | 0.05 | 261.7457 | 210.9 | 245.2343 | 217.9209 | 245.2712 | 274.1916 | 192.9949 | 245.3111 | 211.2889 | 245.1124 | 245.3409 | 245.2879 | 216.6661 | 217.6717 | 245.1303 | 242.1483 | 249.1267 | 248.9819 | 248.9819 | 217.6717 | 254.8186 | 222.7214
2020-05-02 12:15 | 0.04 | 203.9772 | 147.2764 | 188.3476 | 150.0839 | 188.3533 | 216.8795 | 117.0708 | 188.3586 | 148.484 | 188.3244 | 190.2076 | 188.3556 | 170.5744 | 171.8582 | 188.3282 | 186.5625 | 180.9326 | 180.9282 | 180.9282 | 171.8582 | 190.094 | 178.2829
2020-05-02 12:16 | 0.06 | 125.0266 | 71.0103 | 112.1302 | 69.4843 | 112.1072 | 137.0428 | 38.8831 | 112.0807 | 72.727 | 112.1974 | 115.4835 | 112.0964 | 107.0735 | 108.4562 | 112.1883 | 112.5177 | 94.847 | 94.9551 | 94.9551 | 108.4562 | 106.04 | 115.3861
2020-05-02 12:17 | 0.06 | 35.5504 | 16.452 | 31.18 | 15.2671 | 31.1424 | 40.2018 | 11.1866 | 31.0996 | 17.0586 | 31.2938 | 32.9365 | 31.1247 | 32.8234 | 33.399 | 31.278 | 32.6838 | 21.6864 | 21.8377 | 21.8377 | 33.399 | 26.357 | 36.3554
2020-05-02 12:18 | 0.06 | 0.19271 | 0.14959 | 0.16915 | 0.14959 | 0.16255 | 0.22871 | 0.14408 | 0.15506 | 0.14959 | 0.18915 | 0.17063 | 0.15946 | 0.20284 | 0.20148 | 0.18637 | 0.44455 | 0.10457 | 0.13041 | 0.13041 | 0.20148 | 0.11428 | 0.20819
2020-05-02 12:19 | 0.06 | 0 | 0 | 0 | 0 | 0 | 0 | 0 | 0 | 0 | 0 | 0 | 0 | 0 | 0 | 0 | 0 | 0 | 0 | 0 | 0 | 0 | 0
2020-05-02 12:20 | 0.05 | 0 | 0 | 0 | 0 | 0 | 0 | 0 | 0 | 0 | 0 | 0 | 0 | 0 | 0 | 0 | 0 | 0 | 0 | 0 | 0 | 0 | 0
2020-05-02 12:21 | 0.05 | 0 | 0 | 0 | 0 | 0 | 0 | 0 | 0 | 0 | 0 | 0 | 0 | 0 | 0 | 0 | 0 | 0 | 0 | 0 | 0 | 0 | 0
2020-05-02 12:22 | 0.05 | 0 | 0 | 0 | 0 | 0 | 0 | 0 | 0 | 0 | 0 | 0 | 0 | 0 | 0 | 0 | 0 | 0 | 0 | 0 | 0 | 0 | 0
2020-05-02 12:23 | 0.07 | 0 | 0 | 0 | 0 | 0 | 0 | 0 | 0 | 0 | 0 | 0 | 0 | 0 | 0 | 0 | 0 | 0 | 0 | 0 | 0 | 0 | 0
2020-05-02 12:24 | 0.07 | 0 | 0 | 0 | 0 | 0 | 0 | 0 | 0 | 0 | 0 | 0 | 0 | 0 | 0 | 0 | 0 | 0 | 0 | 0 | 0 | 0 | 0
2020-05-02 12:25 | 0.06 | 0 | 0 | 0 | 0 | 0 | 0 | 0 | 0 | 0 | 0 | 0 | 0 | 0 | 0 | 0 | 0 | 0 | 0 | 0 | 0 | 0 | 0
2020-05-02 12:26 | 0.06 | 0 | 0 | 0 | 0 | 0 | 0 | 0 | 0 | 0 | 0 | 0 | 0 | 0 | 0 | 0 | 0 | 0 | 0 | 0 | 0 | 0 | 0
2020-05-02 12:27 | 0.06 | 0 | 0 | 0 | 0 | 0 | 0 | 0 | 0 | 0 | 0 | 0 | 0 | 0 | 0 | 0 | 0 | 0 | 0 | 0 | 0 | 0 | 0
2020-05-02 12:28 | 0.06 | 0 | 0 | 0 | 0 | 0 | 0 | 0 | 0 | 0 | 0 | 0 | 0 | 0 | 0 | 0 | 0 | 0 | 0 | 0 | 0 | 0 | 0
2020-05-02 12:29 | 0.08 | 0 | 0 | 0 | 0 | 0 | 0 | 0 | 0 | 0 | 0 | 0 | 0 | 0 | 0 | 0 | 0 | 0 | 0 | 0 | 0 | 0 | 0
2020-05-02 12:30 | 0.16 | 0.64339 | 0.65819 | 0.64431 | 0.66941 | 0.63772 | 0.63312 | 0.6844 | 0.63023 | 0.65596 | 0.66429 | 0.62585 | 0.63463 | 0.60827 | 0.60074 | 0.66151 | 1.1429 | 0.6151 | 0.64091 | 0.64091 | 0.60074 | 0.61893 | 0.57543
2020-05-02 12:31 | 0.19 | 25.3481 | 25.7327 | 25.3541 | 26.0727 | 25.3156 | 24.979 | 26.4164 | 25.2719 | 25.6689 | 25.4705 | 25.1183 | 25.2976 | 24.1069 | 24.0431 | 25.4543 | 26.9207 | 25.4044 | 25.5551 | 25.5551 | 24.0431 | 25.4366 | 23.7989
2020-05-02 12:32 | 0.18 | 86.3378 | 90.1681 | 84.0335 | 95.6317 | 84.0032 | 86.7196 | 103.3207 | 83.9684 | 89.2104 | 84.1244 | 81.6163 | 83.9889 | 68.7202 | 68.336 | 84.1119 | 84.986 | 98.1157 | 98.2224 | 98.2224 | 68.336 | 94.3534 | 66.5401
2020-05-02 12:33 | 0.18 | 161.9918 | 161.4055 | 156.0055 | 171.0399 | 155.9979 | 164.4992 | 180.4667 | 155.9884 | 159.9153 | 156.0244 | 152.2199 | 155.9941 | 127.1952 | 126.719 | 156.0222 | 155.2308 | 179.4649 | 179.4574 | 179.4574 | 126.719 | 174.0816 | 124.4752
2020-05-02 12:34 | 0.17 | 229.825 | 220.8534 | 220.1077 | 233.2304 | 220.1304 | 234.8984 | 240.6 | 220.1546 | 219.1687 | 220.0304 | 215.7949 | 220.1406 | 181.7916 | 181.4285 | 220.0419 | 217.4693 | 248.2523 | 248.1039 | 248.1039 | 181.4285 | 242.842 | 179.7448
2020-05-02 12:35 | 0.17 | 287.0154 | 265.2724 | 273.2201 | 279.2808 | 273.2769 | 295.3349 | 280.7878 | 273.339 | 263.6987 | 273.0349 | 269.1012 | 273.3028 | 228.4018 | 228.3397 | 273.0619 | 270.5077 | 302.1953 | 301.9002 | 301.9002 | 228.3397 | 298.1712 | 228.1384
2020-05-02 12:36 | 0.17 | 310.0725 | 276.9309 | 294.1097 | 290.0913 | 294.1805 | 320.5048 | 283.6091 | 294.2582 | 275.8264 | 293.8801 | 291.0173 | 294.2129 | 250.35 | 250.6546 | 293.9134 | 291.3942 | 317.8684 | 317.5325 | 317.5325 | 250.6546 | 316.5216 | 252.2514
2020-05-02 12:37 | 0.17 | 275.3432 | 238.4903 | 261.0167 | 247.5848 | 261.0646 | 285.1826 | 234.0579 | 261.1167 | 238.1364 | 260.8599 | 259.6273 | 261.0864 | 228.45 | 229.0198 | 260.8828 | 258.0972 | 273.2003 | 272.9906 | 272.9906 | 229.0198 | 275.1873 | 231.9136
2020-05-02 12:38 | 0.19 | 239.7714 | 196.6988 | 225.7373 | 202.7078 | 225.7624 | 250.2174 | 181.7038 | 225.7893 | 197.0123 | 225.6525 | 225.7783 | 225.7737 | 201.1037 | 201.9426 | 225.6651 | 222.7899 | 228.8707 | 228.7729 | 228.7729 | 201.9426 | 233.8076 | 206.1669
2020-05-02 12:39 | 0.19 | 136.2921 | 115.222 | 130.5074 | 116.5804 | 130.4909 | 140.3488 | 104.2636 | 130.4716 | 115.6151 | 130.5542 | 131.0297 | 130.483 | 122.0635 | 122.5057 | 130.548 | 130.4036 | 126.8393 | 126.9109 | 126.9109 | 122.5057 | 130.7427 | 124.7583
2020-05-02 12:40 | 0.19 | 55.932 | 49.4907 | 54.5026 | 49.4521 | 54.4681 | 56.7426 | 45.243 | 54.4288 | 49.6752 | 54.6063 | 54.7632 | 54.4519 | 52.7611 | 52.8823 | 54.592 | 55.7657 | 51.4712 | 51.6088 | 51.6088 | 52.8823 | 53.2288 | 53.5482
2020-05-02 12:41 | 0.14 | 14.3467 | 13.9016 | 14.3036 | 13.8847 | 14.2645 | 14.2375 | 13.6628 | 14.22 | 13.9118 | 14.4223 | 14.2651 | 14.2461 | 14.0679 | 14.0407 | 14.4058 | 15.9243 | 13.4121 | 13.5657 | 13.5657 | 14.0407 | 13.7287 | 13.9754
2020-05-02 12:42 | 0.14 | 0.1445 | 0.10741 | 0.12308 | 0.10741 | 0.11648 | 0.17761 | 0.10234 | 0.10898 | 0.10741 | 0.14308 | 0.12229 | 0.11339 | 0.14964 | 0.14745 | 0.1403 | 0.39852 | 0.063389 | 0.089225 | 0.089225 | 0.14745 | 0.072596 | 0.14984
2020-05-02 12:43 | 0.14 | 0 | 0 | 0 | 0 | 0 | 0 | 0 | 0 | 0 | 0 | 0 | 0 | 0 | 0 | 0 | 0 | 0 | 0 | 0 | 0 | 0 | 0
2020-05-02 12:44 | 0.13 | 0 | 0 | 0 | 0 | 0 | 0 | 0 | 0 | 0 | 0 | 0 | 0 | 0 | 0 | 0 | 0 | 0 | 0 | 0 | 0 | 0 | 0
2020-05-02 12:45 | 0.13 | 0 | 0 | 0 | 0 | 0 | 0 | 0 | 0 | 0 | 0 | 0 | 0 | 0 | 0 | 0 | 0 | 0 | 0 | 0 | 0 | 0 | 0
2020-05-02 12:46 | 0.13 | 0 | 0 | 0 | 0 | 0 | 0 | 0 | 0 | 0 | 0 | 0 | 0 | 0 | 0 | 0 | 0 | 0 | 0 | 0 | 0 | 0 | 0
2020-05-02 12:47 | 0.15 | 0 | 0 | 0 | 0 | 0 | 0 | 0 | 0 | 0 | 0 | 0 | 0 | 0 | 0 | 0 | 0 | 0 | 0 | 0 | 0 | 0 | 0
2020-05-02 12:48 | 0.15 | 0 | 0 | 0 | 0 | 0 | 0 | 0 | 0 | 0 | 0 | 0 | 0 | 0 | 0 | 0 | 0 | 0 | 0 | 0 | 0 | 0 | 0
2020-05-02 12:49 | 0.14 | 0 | 0 | 0 | 0 | 0 | 0 | 0 | 0 | 0 | 0 | 0 | 0 | 0 | 0 | 0 | 0 | 0 | 0 | 0 | 0 | 0 | 0
2020-05-02 12:50 | 0.14 | 0 | 0 | 0 | 0 | 0 | 0 | 0 | 0 | 0 | 0 | 0 | 0 | 0 | 0 | 0 | 0 | 0 | 0 | 0 | 0 | 0 | 0
2020-05-02 12:51 | 0.16 | 0 | 0 | 0 | 0 | 0 | 0 | 0 | 0 | 0 | 0 | 0 | 0 | 0 | 0 | 0 | 0 | 0 | 0 | 0 | 0 | 0 | 0
2020-05-02 12:52 | 0.15 | 0 | 0 | 0 | 0 | 0 | 0 | 0 | 0 | 0 | 0 | 0 | 0 | 0 | 0 | 0 | 0 | 0 | 0 | 0 | 0 | 0 | 0
2020-05-02 12:53 | 0.15 | 0 | 0 | 0 | 0 | 0 | 0 | 0 | 0 | 0 | 0 | 0 | 0 | 0 | 0 | 0 | 0 | 0 | 0 | 0 | 0 | 0 | 0
2020-05-02 12:54 | 0.15 | 0 | 0 | 0 | 0 | 0 | 0 | 0 | 0 | 0 | 0.0019702 | 0 | 0 | 0 | 0 | 0 | 0.29937 | 0 | 0 | 0 | 0 | 0 | 0
2020-05-02 12:55 | 0.16 | 32.7005 | 36.2865 | 31.5378 | 39.6431 | 31.5003 | 32.9576 | 45.3111 | 31.4577 | 35.6658 | 31.6512 | 29.9882 | 31.4827 | 23.1763 | 22.9188 | 31.6355 | 33.0319 | 40.896 | 41.037 | 41.037 | 22.9188 | 38.1253 | 21.7565
2020-05-02 12:56 | 0.16 | 34.2764 | 34.3096 | 34.3852 | 34.4206 | 34.3475 | 33.729 | 34.1891 | 34.3046 | 34.2908 | 34.4993 | 34.2493 | 34.3298 | 33.447 | 33.3982 | 34.4834 | 35.8955 | 33.4405 | 33.5887 | 33.5887 | 33.3982 | 33.8222 | 33.2222
2020-05-02 12:57 | 0.16 | 149.395 | 147.5905 | 144.0596 | 155.6899 | 144.0512 | 151.6783 | 162.7619 | 144.0408 | 146.3712 | 144.081 | 140.9333 | 144.047 | 119.2767 | 118.9014 | 144.0784 | 143.3851 | 163.1792 | 163.1749 | 163.1749 | 118.9014 | 159.0163 | 117.1473
2020-05-02 12:58 | 0.15 | 278.721 | 265.4887 | 265.1096 | 282.2028 | 265.1613 | 286.5077 | 291.9252 | 265.2179 | 263.2365 | 264.9403 | 259.3827 | 265.185 | 213.3028 | 212.8515 | 264.9649 | 262.3998 | 304.0258 | 303.7219 | 303.7219 | 212.8515 | 296.4652 | 210.7493
2020-05-02 12:59 | 0.15 | 196.7435 | 187.1334 | 190.7629 | 193.6098 | 190.7721 | 199.4707 | 193.9162 | 190.7814 | 186.3946 | 190.7282 | 188.7798 | 190.7761 | 169.1828 | 169.1253 | 190.7337 | 189.0407 | 202.4269 | 202.3685 | 202.3685 | 169.1253 | 201.2453 | 168.9113
2020-05-02 13:00 | 0.15 | 295.0664 | 264.2749 | 280.2629 | 276.4938 | 280.3245 | 304.7368 | 270.4458 | 280.3919 | 263.2507 | 280.0625 | 277.3901 | 280.3526 | 239.6045 | 239.8863 | 280.0916 | 277.4794 | 302.2422 | 301.9487 | 301.9487 | 239.8863 | 301.0017 | 241.3697
2020-05-02 13:01 | 0.15 | 204.4248 | 185.9626 | 197.2093 | 191.0384 | 197.2258 | 208.5906 | 184.2833 | 197.243 | 185.7033 | 197.152 | 196.2909 | 197.2331 | 178.4496 | 178.7038 | 197.1607 | 195.9792 | 202.9545 | 202.8787 | 202.8787 | 178.7038 | 204.3044 | 180.0174
2020-05-02 13:02 | 0.15 | 221.7407 | 184.8104 | 209.6725 | 190.1868 | 209.6908 | 230.5604 | 172.2199 | 209.7102 | 185.0497 | 209.6092 | 209.6262 | 209.699 | 187.8581 | 188.5685 | 209.6187 | 207.3827 | 212.6155 | 212.5436 | 212.5436 | 188.5685 | 216.8005 | 192.1523
2020-05-02 13:03 | 0.16 | 84.023 | 80.3198 | 83.3104 | 80.5316 | 83.2801 | 83.7226 | 77.733 | 83.2454 | 80.3913 | 83.4011 | 83.3367 | 83.2658 | 80.829 | 80.8764 | 83.3886 | 84.2599 | 80.6597 | 80.7816 | 80.7816 | 80.8764 | 82.1351 | 81.168
2020-05-02 13:04 | 0.16 | 68.7122 | 57.1032 | 65.9418 | 57.0984 | 65.9092 | 70.752 | 49.8788 | 65.8719 | 57.4284 | 66.0397 | 66.4579 | 65.8938 | 63.2658 | 63.5147 | 66.0262 | 67.0655 | 61.8617 | 61.9936 | 61.9936 | 63.5147 | 64.5246 | 64.8143
2020-05-02 13:05 | 0.15 | 7.8402 | 7.672 | 7.8399 | 7.6637 | 7.8137 | 7.7491 | 7.5343 | 7.784 | 7.6766 | 7.9192 | 7.7955 | 7.8014 | 7.6732 | 7.6488 | 7.9082 | 8.9829 | 7.3659 | 7.4684 | 7.4684 | 7.6488 | 7.5293 | 7.573
2020-05-02 13:06 | 0.12 | 0 | 0 | 0 | 0 | 0 | 0 | 0 | 0 | 0 | 0 | 0 | 0 | 0 | 0 | 0 | 0 | 0 | 0 | 0 | 0 | 0 | 0
2020-05-02 13:07 | 0.11 | 0 | 0 | 0 | 0 | 0 | 0 | 0 | 0 | 0 | 0 | 0 | 0 | 0 | 0 | 0 | 0 | 0 | 0 | 0 | 0 | 0 | 0
2020-05-02 13:08 | 0.11 | 0 | 0 | 0 | 0 | 0 | 0 | 0 | 0 | 0 | 0 | 0 | 0 | 0 | 0 | 0 | 0 | 0 | 0 | 0 | 0 | 0 | 0
2020-05-02 13:09 | 0.10 | 0 | 0 | 0 | 0 | 0 | 0 | 0 | 0 | 0 | 0 | 0 | 0 | 0 | 0 | 0 | 0 | 0 | 0 | 0 | 0 | 0 | 0
2020-05-02 13:10 | 0.09 | 0 | 0 | 0 | 0 | 0 | 0 | 0 | 0 | 0 | 0 | 0 | 0 | 0 | 0 | 0 | 0 | 0 | 0 | 0 | 0 | 0 | 0
2020-05-02 13:11 | 0.09 | 0 | 0 | 0 | 0 | 0 | 0 | 0 | 0 | 0 | 0 | 0 | 0 | 0 | 0 | 0 | 0 | 0 | 0 | 0 | 0 | 0 | 0
2020-05-02 13:12 | 0.09 | 0 | 0 | 0 | 0 | 0 | 0 | 0 | 0 | 0 | 0 | 0 | 0 | 0 | 0 | 0 | 0 | 0 | 0 | 0 | 0 | 0 | 0
2020-05-02 13:13 | 0.09 | 0 | 0 | 0 | 0 | 0 | 0 | 0 | 0 | 0 | 0 | 0 | 0 | 0 | 0 | 0 | 0 | 0 | 0 | 0 | 0 | 0 | 0
2020-05-02 13:14 | 0.09 | 0 | 0 | 0 | 0 | 0 | 0 | 0 | 0 | 0 | 0 | 0 | 0 | 0 | 0 | 0 | 0 | 0 | 0 | 0 | 0 | 0 | 0
2020-05-02 13:15 | 0.07 | 0 | 0 | 0 | 0 | 0 | 0 | 0 | 0 | 0 | 0 | 0 | 0 | 0 | 0 | 0 | 0 | 0 | 0 | 0 | 0 | 0 | 0
2020-05-02 13:16 | 0.07 | 0 | 0 | 0 | 0 | 0 | 0 | 0 | 0 | 0 | 0 | 0 | 0 | 0 | 0 | 0 | 0 | 0 | 0 | 0 | 0 | 0 | 0
2020-05-02 13:17 | 0.05 | 0 | 0 | 0 | 0 | 0 | 0 | 0 | 0 | 0 | 0 | 0 | 0 | 0 | 0 | 0 | 0 | 0 | 0 | 0 | 0 | 0 | 0
2020-05-02 13:18 | 0.01 | 1.7685 | 2.2084 | 1.7207 | 2.4976 | 1.7076 | 1.7646 | 3.1287 | 1.6926 | 2.1517 | 1.7606 | 1.5891 | 1.7014 | 1.3208 | 1.305 | 1.7551 | 2.3437 | 2.4829 | 2.5344 | 2.5344 | 1.305 | 2.2042 | 1.2546
2020-05-02 13:19 | 0.01 | 61.1046 | 74.1547 | 57.3392 | 85.3033 | 57.3046 | 62.5636 | 105.4344 | 57.2651 | 72.063 | 57.4436 | 52.4507 | 57.2883 | 32.1325 | 31.4432 | 57.4292 | 58.6175 | 90.7281 | 90.8388 | 90.8388 | 31.4432 | 80.5351 | 28.3158
2020-05-02 13:20 | 0.01 | 141.4761 | 150.1196 | 133.1838 | 166.2351 | 133.1672 | 145.5366 | 188.4076 | 133.1478 | 147.3495 | 133.231 | 126.2422 | 133.1593 | 88.2921 | 87.2533 | 133.2247 | 133.0889 | 178.4419 | 178.442 | 178.442 | 87.2533 | 166.3072 | 82.3066
2020-05-02 13:21 | 0.06 | 209.4823 | 207.5463 | 198.2445 | 224.3786 | 198.2548 | 215.6157 | 241.0605 | 198.2652 | 204.9489 | 198.2065 | 191.6525 | 198.2593 | 147.8915 | 147.0714 | 198.2124 | 196.1053 | 241.6428 | 241.5162 | 241.5162 | 147.0714 | 231.4515 | 143.1803
2020-05-02 13:22 | 0.07 | 253.2563 | 241.0467 | 240.4344 | 256.7718 | 240.4682 | 260.7487 | 266.1702 | 240.5047 | 238.9194 | 240.3222 | 234.9945 | 240.4835 | 191.833 | 191.3863 | 240.3387 | 237.3387 | 277.3655 | 277.1483 | 277.1483 | 191.3863 | 270.0876 | 189.3198
2020-05-02 13:23 | 0.09 | 266.9098 | 246.9657 | 254.3472 | 259.6535 | 254.3923 | 274.558 | 260.9104 | 254.4414 | 245.5462 | 254.1991 | 250.6206 | 254.4128 | 213.6665 | 213.6118 | 254.2208 | 251.7615 | 280.5377 | 280.2989 | 280.2989 | 213.6118 | 276.909 | 213.4476
2020-05-02 13:24 | 0.10 | 299.1245 | 266.1023 | 283.135 | 279.2512 | 283.1975 | 309.8324 | 273.0329 | 283.266 | 264.9962 | 282.9317 | 280.0378 | 283.2261 | 239.6855 | 239.9833 | 282.9612 | 280.2761 | 307.3367 | 307.0336 | 307.0336 | 239.9833 | 305.7428 | 241.5597
2020-05-02 13:25 | 0.12 | 289.1663 | 246.452 | 272.3903 | 257.1534 | 272.445 | 301.1731 | 241.9295 | 272.5049 | 246.025 | 272.2116 | 270.7605 | 272.47 | 234.9613 | 235.6256 | 272.2376 | 269.4243 | 287.9385 | 287.6927 | 287.6927 | 235.6256 | 289.6249 | 239.0024
2020-05-02 13:26 | 0.12 | 224.1859 | 184.0359 | 210.7794 | 190.1799 | 210.7982 | 234.2397 | 171.2719 | 210.8182 | 184.2488 | 210.7142 | 210.6266 | 210.8067 | 186.6119 | 187.372 | 210.724 | 208.5966 | 215.3536 | 215.2754 | 215.2754 | 187.372 | 219.4413 | 191.214
2020-05-02 13:27 | 0.12 | 202.1789 | 144.1977 | 185.8648 | 147.5292 | 185.8691 | 215.8679 | 114.397 | 185.8728 | 145.3708 | 185.846 | 187.6061 | 185.8708 | 167.0373 | 168.3325 | 185.8491 | 184.1854 | 180.293 | 180.2908 | 180.2908 | 168.3325 | 188.9744 | 174.8176
2020-05-02 13:28 | 0.12 | 154.721 | 78.311 | 135.8517 | 76.9529 | 135.8366 | 172.6048 | 35.4121 | 135.8188 | 80.6245 | 135.8941 | 140.3214 | 135.8293 | 127.4867 | 129.4247 | 135.8885 | 135.6433 | 115.2862 | 115.3716 | 115.3716 | 129.4247 | 129.8803 | 139.1033
2020-05-02 13:29 | 0.12 | 40.7252 | 11.4403 | 33.2806 | 10.2131 | 33.2431 | 49.017 | 6.1312 | 33.2004 | 12.1654 | 33.3939 | 36.0473 | 33.2255 | 35.6352 | 36.5785 | 33.3782 | 34.7733 | 20.1383 | 20.2901 | 20.2901 | 36.5785 | 26.8658 | 41.4071
2020-05-02 13:30 | 0.12 | 0.092349 | 0.030635 | 0.049284 | 0.030635 | 0.042687 | 0.16273 | 0.026479 | 0.035191 | 0.030635 | 0.069287 | 0.05925 | 0.039595 | 0.10523 | 0.10747 | 0.066509 | 0.32478 | 0 | 0.014552 | 0.014552 | 0.10747 | 0 | 0.13399
2020-05-02 13:31 | 0.12 | 0 | 0 | 0 | 0 | 0 | 0 | 0 | 0 | 0 | 0 | 0 | 0 | 0 | 0 | 0 | 0 | 0 | 0 | 0 | 0 | 0 | 0
2020-05-02 13:32 | 0.13 | 0 | 0 | 0 | 0 | 0 | 0 | 0 | 0 | 0 | 0 | 0 | 0 | 0 | 0 | 0 | 0 | 0 | 0 | 0 | 0 | 0 | 0
2020-05-02 13:33 | 0.10 | 0 | 0 | 0 | 0 | 0 | 0 | 0 | 0 | 0 | 0 | 0 | 0 | 0 | 0 | 0 | 0 | 0 | 0 | 0 | 0 | 0 | 0
2020-05-02 13:34 | 0.09 | 0 | 0 | 0 | 0 | 0 | 0 | 0 | 0 | 0 | 0 | 0 | 0 | 0 | 0 | 0 | 0 | 0 | 0 | 0 | 0 | 0 | 0
2020-05-02 13:35 | 0.09 | 0 | 0 | 0 | 0 | 0 | 0 | 0 | 0 | 0 | 0 | 0 | 0 | 0 | 0 | 0 | 0 | 0 | 0 | 0 | 0 | 0 | 0
2020-05-02 13:36 | 0.09 | 0 | 0 | 0 | 0 | 0 | 0 | 0 | 0 | 0 | 0 | 0 | 0 | 0 | 0 | 0 | 0 | 0 | 0 | 0 | 0 | 0 | 0
2020-05-02 13:37 | 0.09 | 0 | 0 | 0 | 0 | 0 | 0 | 0 | 0 | 0 | 0 | 0 | 0 | 0 | 0 | 0 | 0 | 0 | 0 | 0 | 0 | 0 | 0
2020-05-02 13:38 | 0.09 | 0 | 0 | 0 | 0 | 0 | 0 | 0 | 0 | 0 | 0 | 0 | 0 | 0 | 0 | 0 | 0 | 0 | 0 | 0 | 0 | 0 | 0
2020-05-02 13:39 | 0.09 | 0 | 0 | 0 | 0 | 0 | 0 | 0 | 0 | 0 | 0 | 0 | 0 | 0 | 0 | 0 | 0 | 0 | 0 | 0 | 0 | 0 | 0
2020-05-02 13:40 | 0.07 | 0 | 0 | 0 | 0 | 0 | 0 | 0 | 0 | 0 | 0 | 0 | 0 | 0 | 0 | 0 | 0 | 0 | 0 | 0 | 0 | 0 | 0
2020-05-02 13:41 | 0.07 | 0 | 0 | 0 | 0 | 0 | 0 | 0 | 0 | 0 | 0 | 0 | 0 | 0 | 0 | 0 | 0 | 0 | 0 | 0 | 0 | 0 | 0
2020-05-02 13:42 | 0.07 | 3.2336 | 4.3209 | 3.0959 | 5.0498 | 3.0828 | 3.2589 | 6.6391 | 3.0679 | 4.1792 | 3.1357 | 2.8053 | 3.0766 | 2.1149 | 2.1002 | 3.1302 | 3.6655 | 5.2021 | 5.253 | 5.253 | 2.1002 | 4.4624 | 2.0499
2020-05-02 13:43 | 0.07 | 60.6999 | 73.4372 | 56.7479 | 84.7346 | 56.7132 | 62.3773 | 104.9464 | 56.6736 | 71.3322 | 56.8527 | 51.8378 | 56.6969 | 31.4195 | 30.7428 | 56.8382 | 58.0338 | 90.6029 | 90.714 | 90.714 | 30.7428 | 80.2914 | 27.6843
2020-05-02 13:44 | 0.07 | 143.0474 | 151.4537 | 134.2392 | 168.2144 | 134.223 | 147.5564 | 191.0656 | 134.2039 | 148.5896 | 134.2853 | 127.0667 | 134.2152 | 87.7372 | 86.6779 | 134.2792 | 134.1175 | 181.4064 | 181.4014 | 181.4014 | 86.6779 | 168.7839 | 81.6376
2020-05-02 13:45 | 0.07 | 168.1454 | 166.409 | 159.8069 | 178.9153 | 159.8019 | 172.5736 | 191.075 | 159.7954 | 164.4927 | 159.8171 | 154.9258 | 159.7994 | 122.57 | 121.9675 | 159.8162 | 158.8385 | 191.5807 | 191.5436 | 191.5436 | 121.9675 | 184.1771 | 119.1293
2020-05-02 13:46 | 0.07 | 262.4149 | 248.8164 | 248.4654 | 265.6907 | 248.5043 | 270.7939 | 275.63 | 248.5464 | 246.5461 | 248.3372 | 242.6628 | 248.5219 | 196.3836 | 195.9188 | 248.356 | 245.382 | 288.3461 | 288.0987 | 288.0987 | 195.9188 | 280.474 | 193.772
2020-05-02 13:47 | 0.07 | 290.8013 | 266.9311 | 275.4954 | 282.2876 | 275.5523 | 300.5568 | 284.3299 | 275.6147 | 265.2021 | 275.3096 | 270.977 | 275.5784 | 226.667 | 226.5933 | 275.3366 | 272.5586 | 308.1987 | 307.8931 | 307.8931 | 226.5933 | 303.3679 | 226.3569
2020-05-02 13:48 | 0.07 | 295.6906 | 262.8892 | 279.775 | 275.9582 | 279.8352 | 306.4213 | 269.8537 | 279.9011 | 261.7892 | 279.579 | 276.693 | 279.8627 | 236.6977 | 236.9915 | 279.6075 | 276.8924 | 303.9832 | 303.6896 | 303.6896 | 236.9915 | 302.3296 | 238.5503
2020-05-02 13:49 | 0.07 | 289.7449 | 246.7557 | 272.7683 | 257.6303 | 272.8234 | 301.9706 | 242.5071 | 272.8836 | 246.3098 | 272.5884 | 271.0925 | 272.8485 | 234.9252 | 235.5898 | 272.6145 | 269.8146 | 288.873 | 288.6239 | 288.6239 | 235.5898 | 290.4183 | 238.9696
2020-05-02 13:50 | 0.10 | 230.5062 | 187.8755 | 216.3906 | 194.1071 | 216.4103 | 241.2503 | 173.7823 | 216.4313 | 188.1471 | 216.3227 | 216.3321 | 216.4192 | 191.6971 | 192.5147 | 216.3329 | 213.6285 | 220.8151 | 220.7353 | 220.7353 | 192.5147 | 225.2228 | 196.642
2020-05-02 13:51 | 0.08 | 185.0198 | 134.8665 | 170.7289 | 137.9734 | 170.7269 | 196.9647 | 109.7918 | 170.7237 | 135.8386 | 170.7298 | 172.1422 | 170.7257 | 153.7423 | 154.8469 | 170.7301 | 169.5233 | 166.3632 | 166.3817 | 166.3817 | 154.8469 | 173.7774 | 160.394
2020-05-02 13:52 | 0.09 | 105.7928 | 63.1749 | 95.0681 | 62.6408 | 95.0409 | 115.8436 | 39.8748 | 95.0097 | 64.4141 | 95.1488 | 97.4574 | 95.028 | 89.536 | 90.592 | 95.1378 | 95.7789 | 83.6191 | 83.7366 | 83.7366 | 90.592 | 91.8149 | 95.9138
2020-05-02 13:53 | 0.08 | 34.2562 | 14.3248 | 29.1643 | 13.5062 | 29.1264 | 39.865 | 10.6307 | 29.0832 | 14.8159 | 29.2792 | 30.9623 | 29.1086 | 30.3699 | 30.9859 | 29.2633 | 30.6938 | 20.3108 | 20.4626 | 20.4626 | 30.9859 | 24.9023 | 34.1667
2020-05-02 13:54 | 0.08 | 0.032198 | 0 | 0.0028146 | 0 | 0 | 0.081777 | 0 | 0 | 0 | 0.022819 | 0.0039992 | 0 | 0.034382 | 0.033345 | 0.020041 | 0.27834 | 0 | 0 | 0 | 0.033345 | 0 | 0.04255
2020-05-02 13:55 | 0.08 | 0 | 0 | 0 | 0 | 0 | 0 | 0 | 0 | 0 | 0 | 0 | 0 | 0 | 0 | 0 | 0 | 0 | 0 | 0 | 0 | 0 | 0
2020-05-02 13:56 | 0.08 | 0 | 0 | 0 | 0 | 0 | 0 | 0 | 0 | 0 | 0 | 0 | 0 | 0 | 0 | 0 | 0 | 0 | 0 | 0 | 0 | 0 | 0
2020-05-02 13:57 | 0.08 | 0 | 0 | 0 | 0 | 0 | 0 | 0 | 0 | 0 | 0 | 0 | 0 | 0 | 0 | 0 | 0 | 0 | 0 | 0 | 0 | 0 | 0
2020-05-02 13:58 | 0.08 | 0 | 0 | 0 | 0 | 0 | 0 | 0 | 0 | 0 | 0 | 0 | 0 | 0 | 0 | 0 | 0 | 0 | 0 | 0 | 0 | 0 | 0
2020-05-02 13:59 | 0.08 | 0 | 0 | 0 | 0 | 0 | 0 | 0 | 0 | 0 | 0 | 0 | 0 | 0 | 0 | 0 | 0 | 0 | 0 | 0 | 0 | 0 | 0
2020-05-02 14:00 | 0.08 | 0 | 0 | 0 | 0 | 0 | 0 | 0 | 0 | 0 | 0 | 0 | 0 | 0 | 0 | 0 | 0 | 0 | 0 | 0 | 0 | 0 | 0
2020-05-02 14:01 | 0.08 | 0 | 0 | 0 | 0 | 0 | 0 | 0 | 0 | 0 | 0 | 0 | 0 | 0 | 0 | 0 | 0 | 0 | 0 | 0 | 0 | 0 | 0
2020-05-02 14:02 | 0.08 | 0 | 0 | 0 | 0 | 0 | 0 | 0 | 0 | 0 | 0 | 0 | 0 | 0 | 0 | 0 | 0 | 0 | 0 | 0 | 0 | 0 | 0
2020-05-02 14:03 | 0.08 | 0 | 0 | 0 | 0 | 0 | 0 | 0 | 0 | 0 | 0 | 0 | 0 | 0 | 0 | 0 | 0 | 0 | 0 | 0 | 0 | 0 | 0
2020-05-02 14:04 | 0.07 | 0 | 0 | 0 | 0 | 0 | 0 | 0 | 0 | 0 | 0 | 0 | 0 | 0 | 0 | 0 | 0 | 0 | 0 | 0 | 0 | 0 | 0
2020-05-02 14:05 | 0.05 | 0 | 0 | 0 | 0 | 0 | 0 | 0 | 0 | 0 | 0 | 0 | 0 | 0 | 0 | 0 | 0 | 0 | 0 | 0 | 0 | 0 | 0
2020-05-02 14:06 | 0.05 | 2.9592 | 3.5201 | 2.8876 | 3.9476 | 2.8745 | 2.9572 | 4.9055 | 2.8596 | 3.4447 | 2.9275 | 2.7215 | 2.8684 | 2.3585 | 2.3438 | 2.9219 | 3.6169 | 3.9516 | 4.0287 | 4.0287 | 2.3438 | 3.563 | 2.2935
2020-05-02 14:07 | 0.05 | 58.4154 | 69.1387 | 54.7311 | 79.1928 | 54.6961 | 60.0519 | 96.8015 | 54.6562 | 67.2822 | 54.8367 | 50.3669 | 54.6796 | 31.9158 | 31.3127 | 54.8221 | 56.0381 | 84.6893 | 84.8047 | 84.8047 | 31.3127 | 75.6457 | 28.5846
2020-05-02 14:08 | 0.08 | 137.5036 | 144.926 | 129.0818 | 160.6944 | 129.0637 | 141.9086 | 181.9541 | 129.0427 | 142.2449 | 129.1335 | 122.3596 | 129.0551 | 85.3585 | 84.3743 | 129.1266 | 129.0974 | 173.3828 | 173.3921 | 173.3921 | 84.3743 | 161.5701 | 79.6987
2020-05-02 14:09 | 0.07 | 206.3634 | 203.497 | 194.7705 | 220.4364 | 194.7791 | 212.968 | 236.866 | 194.7877 | 200.9104 | 194.7379 | 188.202 | 194.7828 | 144.3717 | 143.575 | 194.743 | 192.7601 | 238.5628 | 238.443 | 238.443 | 143.575 | 228.3136 | 139.8054
2020-05-02 14:10 | 0.06 | 243.9272 | 231.4633 | 231.1075 | 246.9805 | 231.1357 | 251.6342 | 256.1501 | 231.166 | 229.3766 | 231.0129 | 225.7582 | 231.1484 | 183.3908 | 182.9581 | 231.0269 | 228.1117 | 267.786 | 267.5936 | 267.5936 | 182.9581 | 260.5304 | 180.9668
2020-05-02 14:11 | 0.05 | 281.2123 | 257.8766 | 266.3415 | 272.7049 | 266.3922 | 290.7596 | 274.5434 | 266.4476 | 256.2163 | 266.1756 | 261.9878 | 266.4154 | 219.3012 | 219.2348 | 266.1998 | 263.3447 | 297.9443 | 297.6687 | 297.6687 | 219.2348 | 293.2881 | 219.0352
2020-05-02 14:12 | 0.09 | 256.5445 | 231.5543 | 244.1889 | 242.0268 | 244.2303 | 264.5295 | 237.7412 | 244.2752 | 230.6337 | 244.0527 | 241.6217 | 244.2491 | 209.4771 | 209.6691 | 244.0726 | 242.0652 | 263.2951 | 263.0868 | 263.0868 | 209.6691 | 261.9923 | 210.7131
2020-05-02 14:13 | 0.15 | 186.8633 | 166.753 | 179.3866 | 171.4113 | 179.3908 | 191.6118 | 163.3469 | 179.3945 | 166.608 | 179.3681 | 178.6887 | 179.3925 | 161.9595 | 162.2618 | 179.3712 | 177.829 | 184.2207 | 184.198 | 184.198 | 162.2618 | 185.8954 | 163.8275
2020-05-02 14:14 | 0.18 | 147.2593 | 133.8761 | 142.9275 | 136.1633 | 142.9161 | 149.6243 | 129.5345 | 142.9024 | 133.9054 | 142.9584 | 142.7254 | 142.9105 | 133.0235 | 133.2437 | 142.9545 | 142.5126 | 143.0484 | 143.0945 | 143.0945 | 133.2437 | 145.0958 | 134.3929
2020-05-02 14:15 | 0.20 | 75.6626 | 73.5921 | 75.3893 | 73.7358 | 75.3574 | 75.0235 | 71.8956 | 75.3209 | 73.628 | 75.4851 | 75.3549 | 75.3424 | 73.4324 | 73.4407 | 75.4719 | 76.4613 | 73.0466 | 73.1741 | 73.1741 | 73.4407 | 74.219 | 73.5395
2020-05-02 14:16 | 0.21 | 32.4319 | 31.9203 | 32.459 | 31.9194 | 32.4211 | 32.013 | 31.2955 | 32.378 | 31.9337 | 32.5736 | 32.3953 | 32.4033 | 31.7764 | 31.7462 | 32.5577 | 33.9833 | 31.1534 | 31.3024 | 31.3024 | 31.7462 | 31.6822 | 31.6619
2020-05-02 14:17 | 0.21 | 8.9482 | 8.7482 | 8.9398 | 8.7423 | 8.907 | 8.8558 | 8.6068 | 8.8698 | 8.752 | 9.0391 | 8.8851 | 8.8916 | 8.7472 | 8.717 | 9.0253 | 10.4854 | 8.3772 | 8.5056 | 8.5056 | 8.717 | 8.5677 | 8.6243
2020-05-02 14:18 | 0.21 | 0 | 0 | 0 | 0 | 0 | 0 | 0 | 0 | 0 | 0 | 0 | 0 | 0 | 0 | 0 | 0 | 0 | 0 | 0 | 0 | 0 | 0
2020-05-02 14:19 | 0.21 | 0 | 0 | 0 | 0 | 0 | 0 | 0 | 0 | 0 | 0 | 0 | 0 | 0 | 0 | 0 | 0 | 0 | 0 | 0 | 0 | 0 | 0
2020-05-02 14:20 | 0.22 | 0 | 0 | 0 | 0 | 0 | 0 | 0 | 0 | 0 | 0 | 0 | 0 | 0 | 0 | 0 | 0 | 0 | 0 | 0 | 0 | 0 | 0
2020-05-02 14:21 | 0.20 | 0 | 0 | 0 | 0 | 0 | 0 | 0 | 0 | 0 | 0 | 0 | 0 | 0 | 0 | 0 | 0 | 0 | 0 | 0 | 0 | 0 | 0
2020-05-02 14:22 | 0.20 | 0 | 0 | 0 | 0 | 0 | 0 | 0 | 0 | 0 | 0 | 0 | 0 | 0 | 0 | 0 | 0 | 0 | 0 | 0 | 0 | 0 | 0
2020-05-02 14:23 | 0.20 | 0 | 0 | 0 | 0 | 0 | 0 | 0 | 0 | 0 | 0 | 0 | 0 | 0 | 0 | 0 | 0 | 0 | 0 | 0 | 0 | 0 | 0
2020-05-02 14:24 | 0.17 | 0 | 0 | 0 | 0 | 0 | 0 | 0 | 0 | 0 | 0 | 0 | 0 | 0 | 0 | 0 | 0 | 0 | 0 | 0 | 0 | 0 | 0
2020-05-02 14:25 | 0.15 | 0 | 0 | 0 | 0 | 0 | 0 | 0 | 0 | 0 | 0 | 0 | 0 | 0 | 0 | 0 | 0 | 0 | 0 | 0 | 0 | 0 | 0
2020-05-02 14:26 | 0.14 | 0 | 0 | 0 | 0 | 0 | 0 | 0 | 0 | 0 | 0 | 0 | 0 | 0 | 0 | 0 | 0 | 0 | 0 | 0 | 0 | 0 | 0
2020-05-02 14:27 | 0.13 | 0 | 0 | 0 | 0 | 0 | 0 | 0 | 0 | 0 | 0 | 0 | 0 | 0 | 0 | 0 | 0 | 0 | 0 | 0 | 0 | 0 | 0
2020-05-02 14:28 | 0.13 | 0 | 0 | 0 | 0 | 0 | 0 | 0 | 0 | 0 | 0 | 0 | 0 | 0 | 0 | 0 | 0 | 0 | 0 | 0 | 0 | 0 | 0
2020-05-02 14:29 | 0.11 | 0 | 0 | 0 | 0 | 0 | 0 | 0 | 0 | 0 | 0 | 0 | 0 | 0 | 0 | 0 | 0 | 0 | 0 | 0 | 0 | 0 | 0
2020-05-02 14:30 | 0.10 | 2.2409 | 2.4852 | 2.2111 | 2.6924 | 2.1979 | 2.2274 | 3.2089 | 2.183 | 2.451 | 2.251 | 2.1218 | 2.1918 | 1.9632 | 1.9485 | 2.2454 | 2.9116 | 2.628 | 2.7053 | 2.7053 | 1.9485 | 2.4631 | 1.8981
2020-05-02 14:31 | 0.10 | 58.5725 | 69.386 | 54.5639 | 79.9406 | 54.5289 | 60.5035 | 98.24 | 54.489 | 67.4497 | 54.6695 | 50.018 | 54.5124 | 30.782 | 30.1689 | 54.6549 | 55.8708 | 86.0967 | 86.2106 | 86.2106 | 30.1689 | 76.6059 | 27.4055
2020-05-02 14:32 | 0.10 | 141.5482 | 148.8445 | 132.319 | 165.7259 | 132.3022 | 146.5896 | 188.2399 | 132.2824 | 145.9923 | 132.367 | 125.1711 | 132.2941 | 85.6455 | 84.6136 | 132.3607 | 132.2446 | 179.878 | 179.8754 | 179.8754 | 84.6136 | 167.2293 | 79.7139
2020-05-02 14:33 | 0.10 | 213.3863 | 209.8265 | 200.7771 | 227.9946 | 200.7888 | 220.7748 | 245.4689 | 200.8008 | 207.0662 | 200.7348 | 193.7721 | 200.7939 | 146.9061 | 146.0686 | 200.7413 | 198.5559 | 247.9601 | 247.8179 | 247.8179 | 146.0686 | 236.9171 | 142.1078
2020-05-02 14:34 | 0.08 | 260.7091 | 246.1466 | 246.2813 | 263.3053 | 246.3188 | 269.6277 | 273.1434 | 246.3596 | 243.8606 | 246.1569 | 240.4313 | 246.3359 | 193.6101 | 193.1592 | 246.1752 | 243.2379 | 287.038 | 286.7935 | 286.7935 | 193.1592 | 278.9949 | 191.0876
2020-05-02 14:35 | 0.13 | 289.2239 | 264.4298 | 273.3879 | 280.1529 | 273.4434 | 299.5494 | 282.1992 | 273.5041 | 262.6701 | 273.207 | 268.7807 | 273.4687 | 223.6648 | 223.5969 | 273.2333 | 270.4313 | 307.2146 | 306.912 | 306.912 | 223.5969 | 302.1496 | 223.3969
2020-05-02 14:36 | 0.11 | 293.1866 | 260.8421 | 277.3493 | 273.8897 | 277.4088 | 303.9488 | 268.1495 | 277.4739 | 259.7314 | 277.1556 | 274.2492 | 277.436 | 234.5264 | 234.8078 | 277.1838 | 274.5761 | 301.85 | 301.5568 | 301.5568 | 234.8078 | 300.0298 | 236.3063
2020-05-02 14:37 | 0.12 | 253.3734 | 217.9008 | 239.278 | 226.9339 | 239.3114 | 263.4617 | 214.573 | 239.3474 | 217.5182 | 239.1671 | 237.8256 | 239.3265 | 207.7376 | 208.2647 | 239.1835 | 236.2285 | 252.5669 | 252.4126 | 252.4126 | 208.2647 | 253.8972 | 210.9667
2020-05-02 14:38 | 0.11 | 233.8332 | 188.1298 | 218.4042 | 195.1491 | 218.4254 | 245.8121 | 173.9929 | 218.448 | 188.3697 | 218.3315 | 218.2287 | 218.435 | 191.4215 | 192.2857 | 218.3424 | 215.723 | 224.6501 | 224.56 | 224.56 | 192.2857 | 228.8709 | 196.6543
2020-05-02 14:39 | 0.11 | 104.0676 | 92.1094 | 100.7072 | 93.1526 | 100.6824 | 106.1504 | 86.2933 | 100.6539 | 92.2896 | 100.7805 | 100.8652 | 100.6707 | 94.8473 | 95.0695 | 100.7705 | 101.2373 | 98.6863 | 98.7869 | 98.7869 | 95.0695 | 100.9657 | 96.2343
2020-05-02 14:40 | 0.13 | 46.9364 | 45.2017 | 46.6966 | 45.2022 | 46.6601 | 46.6303 | 43.8098 | 46.6187 | 45.248 | 46.8066 | 46.6969 | 46.643 | 45.623 | 45.6247 | 46.7913 | 48.1091 | 44.8024 | 44.9463 | 44.9463 | 45.6247 | 45.6881 | 45.6977
2020-05-02 14:41 | 0.14 | 12.35 | 11.9537 | 12.2943 | 11.9443 | 12.2551 | 12.281 | 11.7626 | 12.2105 | 11.96 | 12.4133 | 12.2483 | 12.2367 | 12.0619 | 12.0328 | 12.3968 | 13.9218 | 11.5092 | 11.6631 | 11.6631 | 12.0328 | 11.7876 | 11.9586
2020-05-02 14:42 | 0.14 | 0 | 0 | 0 | 0 | 0 | 0 | 0 | 0 | 0 | 0 | 0 | 0 | 0 | 0 | 0 | 0 | 0 | 0 | 0 | 0 | 0 | 0
2020-05-02 14:43 | 0.15 | 0 | 0 | 0 | 0 | 0 | 0 | 0 | 0 | 0 | 0 | 0 | 0 | 0 | 0 | 0 | 0 | 0 | 0 | 0 | 0 | 0 | 0
2020-05-02 14:44 | 0.14 | 0 | 0 | 0 | 0 | 0 | 0 | 0 | 0 | 0 | 0 | 0 | 0 | 0 | 0 | 0 | 0 | 0 | 0 | 0 | 0 | 0 | 0
2020-05-02 14:45 | 0.11 | 0 | 0 | 0 | 0 | 0 | 0 | 0 | 0 | 0 | 0 | 0 | 0 | 0 | 0 | 0 | 0 | 0 | 0 | 0 | 0 | 0 | 0
2020-05-02 14:46 | 0.08 | 0 | 0 | 0 | 0 | 0 | 0 | 0 | 0 | 0 | 0 | 0 | 0 | 0 | 0 | 0 | 0 | 0 | 0 | 0 | 0 | 0 | 0
2020-05-02 14:47 | 0.08 | 0 | 0 | 0 | 0 | 0 | 0 | 0 | 0 | 0 | 0 | 0 | 0 | 0 | 0 | 0 | 0 | 0 | 0 | 0 | 0 | 0 | 0
2020-05-02 14:48 | 0.09 | 0 | 0 | 0 | 0 | 0 | 0 | 0 | 0 | 0 | 0 | 0 | 0 | 0 | 0 | 0 | 0 | 0 | 0 | 0 | 0 | 0 | 0
2020-05-02 14:49 | 0.09 | 0 | 0 | 0 | 0 | 0 | 0 | 0 | 0 | 0 | 0 | 0 | 0 | 0 | 0 | 0 | 0 | 0 | 0 | 0 | 0 | 0 | 0
2020-05-02 14:50 | 0.09 | 0 | 0 | 0 | 0 | 0 | 0 | 0 | 0 | 0 | 0 | 0 | 0 | 0 | 0 | 0 | 0 | 0 | 0 | 0 | 0 | 0 | 0
2020-05-02 14:51 | 0.08 | 0 | 0 | 0 | 0 | 0 | 0 | 0 | 0 | 0 | 0 | 0 | 0 | 0 | 0 | 0 | 0 | 0 | 0 | 0 | 0 | 0 | 0
2020-05-02 14:52 | 0.10 | 0 | 0 | 0 | 0 | 0 | 0 | 0 | 0 | 0 | 0 | 0 | 0 | 0 | 0 | 0 | 0 | 0 | 0 | 0 | 0 | 0 | 0
2020-05-02 14:53 | 0.07 | 0 | 0 | 0 | 0 | 0 | 0 | 0 | 0 | 0 | 0 | 0 | 0 | 0 | 0 | 0 | 0 | 0 | 0 | 0 | 0 | 0 | 0
2020-05-02 14:54 | 0.05 | 0 | 0 | 0 | 0 | 0 | 0 | 0 | 0 | 0 | 0 | 0 | 0 | 0 | 0 | 0 | 0 | 0 | 0 | 0 | 0 | 0 | 0
2020-05-02 14:55 | 0.05 | 20.3135 | 21.0554 | 19.9689 | 21.9966 | 19.9305 | 20.2843 | 23.3281 | 19.8867 | 20.8883 | 20.0855 | 19.4846 | 19.9124 | 17.3739 | 17.2759 | 20.0693 | 21.5384 | 22.0616 | 22.2112 | 22.2112 | 17.2759 | 21.4826 | 16.8692
2020-05-02 14:56 | 0.06 | 78.5765 | 79.7905 | 75.8424 | 84.7113 | 75.8125 | 79.6573 | 90.4266 | 75.7784 | 78.9852 | 75.9315 | 73.7567 | 75.7985 | 61.4748 | 61.167 | 75.9193 | 76.7547 | 88.2725 | 88.3723 | 88.3723 | 61.167 | 85.1982 | 59.7447
2020-05-02 14:57 | 0.06 | 194.2114 | 191.1397 | 182.9674 | 207.3536 | 182.971 | 200.795 | 222.979 | 182.9741 | 188.6715 | 182.9505 | 176.683 | 182.9724 | 134.7991 | 134.0394 | 182.9534 | 181.3625 | 225.0585 | 224.9625 | 224.9625 | 134.0394 | 215.2089 | 130.4533
2020-05-02 14:58 | 0.05 | 249.4132 | 235.7349 | 236.1965 | 251.3718 | 236.2287 | 257.5394 | 260.0485 | 236.2634 | 233.6635 | 236.0892 | 230.8869 | 236.2433 | 188.0763 | 187.6759 | 236.105 | 233.4511 | 273.0499 | 272.8386 | 272.8386 | 187.6759 | 265.8628 | 185.8434
2020-05-02 14:59 | 0.05 | 234.7019 | 216.5344 | 223.2308 | 227.9829 | 223.2577 | 241.9235 | 229.1888 | 223.2867 | 215.2581 | 223.1402 | 219.8487 | 223.2699 | 186.8064 | 186.7478 | 223.1537 | 220.9399 | 247.2162 | 247.058 | 247.058 | 186.7478 | 243.7956 | 186.5743
2020-05-02 15:00 | 0.05 | 216.8357 | 197.7915 | 207.7123 | 205.3907 | 207.7291 | 222.5031 | 201.4929 | 207.7467 | 197.1503 | 207.6539 | 205.8546 | 207.7366 | 182.1462 | 182.2938 | 207.6627 | 205.4065 | 220.7272 | 220.6382 | 220.6382 | 182.2938 | 220.2251 | 183.1088
2020-05-02 15:01 | 0.05 | 252.0049 | 214.5344 | 237.2097 | 223.9107 | 237.2427 | 262.7894 | 210.7279 | 237.2783 | 214.1614 | 237.1001 | 235.7534 | 237.2576 | 204.6952 | 205.2632 | 237.1162 | 234.5215 | 251.1816 | 251.0271 | 251.0271 | 205.2632 | 252.4957 | 208.1738
2020-05-02 15:02 | 0.03 | 212.4282 | 176.2529 | 200.0518 | 182.3648 | 200.0689 | 221.6861 | 165.9322 | 200.087 | 176.363 | 199.9922 | 199.7219 | 200.0766 | 176.9485 | 177.6148 | 200.0012 | 198.1967 | 205.7931 | 205.7174 | 205.7174 | 177.6148 | 208.9885 | 180.9911
2020-05-02 15:03 | 0.03 | 126.6134 | 102.935 | 119.8889 | 104.5164 | 119.8683 | 131.8407 | 91.2428 | 119.8445 | 103.3683 | 119.9486 | 120.4612 | 119.8586 | 110.9482 | 111.4414 | 119.9406 | 120.0951 | 117.0982 | 117.1839 | 117.1839 | 111.4414 | 120.939 | 113.957
2020-05-02 15:04 | 0.04 | 84.2259 | 52.457 | 76.0941 | 52.0172 | 76.0623 | 91.9615 | 36.7326 | 76.0258 | 53.3561 | 76.1897 | 77.8939 | 76.0473 | 72.1304 | 72.9135 | 76.1766 | 77.1614 | 67.4439 | 67.5755 | 67.5755 | 72.9135 | 73.5825 | 76.8891
2020-05-02 15:05 | 0.11 | 17.0945 | 9.5382 | 15.1534 | 9.2583 | 15.1146 | 19.1118 | 7.4954 | 15.0705 | 9.7483 | 15.2708 | 15.6564 | 15.0964 | 14.9231 | 15.1016 | 15.2545 | 16.7445 | 12.2009 | 12.354 | 12.354 | 15.1016 | 13.8581 | 16.0712
2020-05-02 15:06 | 0.13 | 0 | 0 | 0 | 0 | 0 | 0 | 0 | 0 | 0 | 0 | 0 | 0 | 0 | 0 | 0 | 0 | 0 | 0 | 0 | 0 | 0 | 0
2020-05-02 15:07 | 0.12 | 0 | 0 | 0 | 0 | 0 | 0 | 0 | 0 | 0 | 0 | 0 | 0 | 0 | 0 | 0 | 0 | 0 | 0 | 0 | 0 | 0 | 0
2020-05-02 15:08 | 0.11 | 0 | 0 | 0 | 0 | 0 | 0 | 0 | 0 | 0 | 0 | 0 | 0 | 0 | 0 | 0 | 0 | 0 | 0 | 0 | 0 | 0 | 0
2020-05-02 15:09 | 0.14 | 0 | 0 | 0 | 0 | 0 | 0 | 0 | 0 | 0 | 0 | 0 | 0 | 0 | 0 | 0 | 0 | 0 | 0 | 0 | 0 | 0 | 0
2020-05-02 15:10 | 0.14 | 0 | 0 | 0 | 0 | 0 | 0 | 0 | 0 | 0 | 0 | 0 | 0 | 0 | 0 | 0 | 0 | 0 | 0 | 0 | 0 | 0 | 0
2020-05-02 15:11 | 0.17 | 0 | 0 | 0 | 0 | 0 | 0 | 0 | 0 | 0 | 0 | 0 | 0 | 0 | 0 | 0 | 0 | 0 | 0 | 0 | 0 | 0 | 0
2020-05-02 15:12 | 0.17 | 0 | 0 | 0 | 0 | 0 | 0 | 0 | 0 | 0 | 0 | 0 | 0 | 0 | 0 | 0 | 0 | 0 | 0 | 0 | 0 | 0 | 0
2020-05-02 15:13 | 0.16 | 0 | 0 | 0 | 0 | 0 | 0 | 0 | 0 | 0 | 0 | 0 | 0 | 0 | 0 | 0 | 0 | 0 | 0 | 0 | 0 | 0 | 0
2020-05-02 15:14 | 0.16 | 0 | 0 | 0 | 0 | 0 | 0 | 0 | 0 | 0 | 0 | 0 | 0 | 0 | 0 | 0 | 0 | 0 | 0 | 0 | 0 | 0 | 0
2020-05-02 15:15 | 0.16 | 0 | 0 | 0 | 0 | 0 | 0 | 0 | 0 | 0 | 0 | 0 | 0 | 0 | 0 | 0 | 0 | 0 | 0 | 0 | 0 | 0 | 0
2020-05-02 15:16 | 0.11 | 0 | 0 | 0 | 0 | 0 | 0 | 0 | 0 | 0 | 0 | 0 | 0 | 0 | 0 | 0 | 0 | 0 | 0 | 0 | 0 | 0 | 0
2020-05-02 15:17 | 0.09 | 0 | 0 | 0 | 0 | 0 | 0 | 0 | 0 | 0 | 0 | 0 | 0 | 0 | 0 | 0 | 0 | 0 | 0 | 0 | 0 | 0 | 0
2020-05-02 15:18 | 0.07 | 2.2162 | 2.4505 | 2.1839 | 2.6334 | 2.1708 | 2.2069 | 3.0238 | 2.1558 | 2.4162 | 2.2238 | 2.0972 | 2.1646 | 1.963 | 1.9483 | 2.2183 | 2.8926 | 2.5962 | 2.6477 | 2.6477 | 1.9483 | 2.4402 | 1.8979
2020-05-02 15:19 | 0.06 | 56.4174 | 65.5917 | 52.227 | 75.6766 | 52.1919 | 58.6649 | 92.4909 | 52.1519 | 63.7713 | 52.3327 | 47.9113 | 52.1754 | 29.1746 | 28.6032 | 52.3181 | 53.5375 | 82.2758 | 82.3887 | 82.3887 | 28.6032 | 73.3758 | 26.0506
2020-05-02 15:20 | 0.07 | 116.9326 | 121.5704 | 110.4611 | 133.3659 | 110.4374 | 120.3616 | 148.8084 | 110.4101 | 119.5948 | 110.5309 | 105.502 | 110.4262 | 78.0398 | 77.3342 | 110.5214 | 110.9082 | 143.153 | 143.2069 | 143.2069 | 77.3342 | 134.5137 | 74.0078
2020-05-02 15:21 | 0.06 | 203.4988 | 199.7103 | 191.8313 | 216.2815 | 191.8389 | 210.4086 | 231.8904 | 191.8464 | 197.2044 | 191.8017 | 185.4499 | 191.8422 | 142.4534 | 141.6963 | 191.8064 | 189.9402 | 234.7382 | 234.6222 | 234.6222 | 141.6963 | 224.7798 | 138.1233
2020-05-02 15:22 | 0.06 | 250.9642 | 236.6836 | 237.0614 | 253.0657 | 237.0936 | 259.674 | 262.3017 | 237.1284 | 234.5122 | 236.954 | 231.4919 | 237.1082 | 186.8881 | 186.4651 | 236.9698 | 234.1556 | 276.0416 | 275.8244 | 275.8244 | 186.4651 | 268.3613 | 184.5295
2020-05-02 15:23 | 0.06 | 275.421 | 251.4548 | 260.1593 | 266.5002 | 260.2058 | 285.5068 | 268.4101 | 260.2565 | 249.7783 | 260.0068 | 255.752 | 260.227 | 212.7465 | 212.6824 | 260.0291 | 257.1217 | 292.688 | 292.4275 | 292.4275 | 212.6824 | 287.7869 | 212.5041
2020-05-02 15:24 | 0.06 | 255.123 | 228.0948 | 241.8947 | 238.9517 | 241.9299 | 264.0703 | 234.0774 | 241.9679 | 227.1733 | 241.7779 | 239.2777 | 241.9458 | 206.2482 | 206.4687 | 241.7951 | 238.9689 | 262.1205 | 261.9405 | 261.9405 | 206.4687 | 260.6934 | 207.6662
2020-05-02 15:25 | 0.06 | 264.9585 | 224.367 | 248.7562 | 234.6897 | 248.7953 | 276.9152 | 220.7621 | 248.8376 | 223.936 | 248.6273 | 247.1246 | 248.813 | 213.2772 | 213.8875 | 248.6462 | 245.6758 | 264.7141 | 264.5306 | 264.5306 | 213.8875 | 265.8752 | 217.0134
2020-05-02 15:26 | 0.06 | 233.3284 | 186.8903 | 217.4056 | 194.3548 | 217.427 | 245.813 | 173.3813 | 217.4498 | 187.0842 | 217.3326 | 217.1153 | 217.4366 | 189.3624 | 190.2287 | 217.3435 | 214.8854 | 224.9867 | 224.8927 | 224.8927 | 190.2287 | 228.8781 | 194.6129
2020-05-02 15:27 | 0.06 | 95.4151 | 88.9065 | 93.7821 | 89.4376 | 93.7542 | 95.9125 | 85.3098 | 93.7222 | 89.0083 | 93.865 | 93.8395 | 93.7411 | 90.0139 | 90.1195 | 93.8536 | 94.545 | 91.3928 | 91.5053 | 91.5053 | 90.1195 | 93.141 | 90.7015
2020-05-02 15:28 | 0.05 | 54.3809 | 49.1388 | 53.1558 | 49.233 | 53.1205 | 55.0135 | 45.9856 | 53.0802 | 49.2677 | 53.2624 | 53.3052 | 53.1039 | 51.3142 | 51.3997 | 53.2477 | 54.4867 | 50.8406 | 50.9808 | 50.9808 | 51.3997 | 52.2503 | 51.8905
2020-05-02 15:29 | 0.05 | 14.2716 | 13.4878 | 14.0952 | 13.4679 | 14.056 | 14.3354 | 13.2277 | 14.0116 | 13.5026 | 14.2137 | 14.0886 | 14.0377 | 13.8569 | 13.8431 | 14.1973 | 15.7133 | 13.1496 | 13.3031 | 13.3031 | 13.8431 | 13.5092 | 13.8481
2020-05-02 15:30 | 0.08 | 0 | 0 | 0 | 0 | 0 | 0 | 0 | 0 | 0 | 0 | 0 | 0 | 0 | 0 | 0 | 0 | 0 | 0 | 0 | 0 | 0 | 0
2020-05-02 15:31 | 0.08 | 0 | 0 | 0 | 0 | 0 | 0 | 0 | 0 | 0 | 0 | 0 | 0 | 0 | 0 | 0 | 0 | 0 | 0 | 0 | 0 | 0 | 0
2020-05-02 15:32 | 0.08 | 0 | 0 | 0 | 0 | 0 | 0 | 0 | 0 | 0 | 0 | 0 | 0 | 0 | 0 | 0 | 0 | 0 | 0 | 0 | 0 | 0 | 0
2020-05-02 15:33 | 0.08 | 0 | 0 | 0 | 0 | 0 | 0 | 0 | 0 | 0 | 0 | 0 | 0 | 0 | 0 | 0 | 0 | 0 | 0 | 0 | 0 | 0 | 0
2020-05-02 15:34 | 0.07 | 0 | 0 | 0 | 0 | 0 | 0 | 0 | 0 | 0 | 0 | 0 | 0 | 0 | 0 | 0 | 0 | 0 | 0 | 0 | 0 | 0 | 0
2020-05-02 15:35 | 0.15 | 0 | 0 | 0 | 0 | 0 | 0 | 0 | 0 | 0 | 0 | 0 | 0 | 0 | 0 | 0 | 0 | 0 | 0 | 0 | 0 | 0 | 0
2020-05-02 15:36 | 0.16 | 0 | 0 | 0 | 0 | 0 | 0 | 0 | 0 | 0 | 0 | 0 | 0 | 0 | 0 | 0 | 0 | 0 | 0 | 0 | 0 | 0 | 0
2020-05-02 15:37 | 0.13 | 0 | 0 | 0 | 0 | 0 | 0 | 0 | 0 | 0 | 0 | 0 | 0 | 0 | 0 | 0 | 0 | 0 | 0 | 0 | 0 | 0 | 0
2020-05-02 15:38 | 0.13 | 0 | 0 | 0 | 0 | 0 | 0 | 0 | 0 | 0 | 0 | 0 | 0 | 0 | 0 | 0 | 0 | 0 | 0 | 0 | 0 | 0 | 0
2020-05-02 15:39 | 0.20 | 0 | 0 | 0 | 0 | 0 | 0 | 0 | 0 | 0 | 0 | 0 | 0 | 0 | 0 | 0 | 0 | 0 | 0 | 0 | 0 | 0 | 0
2020-05-02 15:40 | 0.15 | 0 | 0 | 0 | 0 | 0 | 0 | 0 | 0 | 0 | 0 | 0 | 0 | 0 | 0 | 0 | 0 | 0 | 0 | 0 | 0 | 0 | 0
2020-05-02 15:41 | 0.13 | 0 | 0 | 0 | 0 | 0 | 0 | 0 | 0 | 0 | 0 | 0 | 0 | 0 | 0 | 0 | 0 | 0 | 0 | 0 | 0 | 0 | 0
2020-05-02 15:42 | 0.15 | 0.53747 | 0.5585 | 0.53377 | 0.58101 | 0.52059 | 0.53272 | 0.61616 | 0.50897 | 0.55431 | 0.57376 | 0.50447 | 0.5144 | 0.49032 | 0.48294 | 0.56821 | 1.0843 | 0.50227 | 0.54935 | 0.54935 | 0.48294 | 0.50323 | 0.4577
2020-05-02 15:43 | 0.14 | 26.6979 | 27.1627 | 26.5799 | 27.7205 | 26.5415 | 26.4213 | 28.3736 | 26.4979 | 27.0631 | 26.6959 | 26.2606 | 26.5236 | 24.8579 | 24.7864 | 26.6798 | 28.1376 | 27.2851 | 27.4351 | 27.4351 | 24.7864 | 27.1326 | 24.5079
2020-05-02 15:44 | 0.14 | 115.6824 | 119.1918 | 109.4881 | 130.0038 | 109.4661 | 118.9736 | 143.4886 | 109.4406 | 117.3898 | 109.5523 | 104.8969 | 109.4556 | 78.6275 | 77.9663 | 109.5436 | 109.8036 | 139.1457 | 139.1836 | 139.1836 | 77.9663 | 131.5224 | 74.8474
2020-05-02 15:45 | 0.14 | 207.4024 | 202.601 | 194.7124 | 220.286 | 194.7214 | 215.169 | 236.6974 | 194.7304 | 199.9497 | 194.6786 | 187.9675 | 194.7253 | 142.2967 | 141.5152 | 194.6839 | 192.696 | 240.6843 | 240.5569 | 240.5569 | 141.5152 | 230.0197 | 137.8337
2020-05-02 15:46 | 0.12 | 208.2635 | 197.9119 | 198.0788 | 210.1097 | 198.0893 | 214.3739 | 216.9589 | 198.0999 | 196.2914 | 198.0403 | 193.8933 | 198.0938 | 160.7345 | 160.4045 | 198.0463 | 195.9546 | 226.6024 | 226.5061 | 226.5061 | 160.4045 | 221.046 | 158.9049
2020-05-02 15:47 | 0.13 | 182.5901 | 173.5551 | 177.3009 | 179.0488 | 177.3013 | 185.0839 | 178.7638 | 177.3008 | 172.9548 | 177.2944 | 175.6534 | 177.3012 | 158.9435 | 158.9122 | 177.2958 | 175.9159 | 186.9044 | 186.8904 | 186.8904 | 158.9122 | 186.0859 | 158.8276
2020-05-02 15:48 | 0.13 | 123.106 | 120.7756 | 122.4193 | 121.7494 | 122.3991 | 122.2272 | 120.3202 | 122.3757 | 120.6898 | 122.4778 | 122.1005 | 122.3895 | 117.5529 | 117.543 | 122.4699 | 122.5961 | 121.2379 | 121.3201 | 121.3201 | 117.543 | 122.3336 | 117.5396
2020-05-02 15:49 | 0.14 | 204.5955 | 180.6026 | 195.3222 | 186.4869 | 195.3332 | 210.8762 | 177.5835 | 195.3444 | 180.3782 | 195.2821 | 194.3873 | 195.338 | 174.1425 | 174.4952 | 195.2883 | 193.5968 | 202.8505 | 202.7961 | 202.7961 | 174.4952 | 204.2601 | 176.3179
2020-05-02 15:50 | 0.14 | 173.6627 | 150.7174 | 165.7693 | 154.7834 | 165.7683 | 179.1589 | 144.4323 | 165.7662 | 150.7495 | 165.767 | 165.4413 | 165.7676 | 149.9418 | 150.3378 | 165.7678 | 164.7756 | 168.9489 | 168.9486 | 168.9486 | 150.3378 | 171.2739 | 152.3701
2020-05-02 15:51 | 0.14 | 97.3293 | 86.7813 | 94.3903 | 87.689 | 94.3631 | 99.0997 | 81.6043 | 94.3319 | 86.9421 | 94.471 | 94.5219 | 94.3503 | 89.1928 | 89.3834 | 94.4599 | 95.0995 | 92.4463 | 92.5556 | 92.5556 | 89.3834 | 94.5095 | 90.3931
2020-05-02 15:52 | 0.15 | 50.5289 | 47.9056 | 50.0405 | 47.9271 | 50.0044 | 50.448 | 46.1169 | 49.9634 | 47.972 | 50.1492 | 50.0807 | 49.9875 | 48.7577 | 48.7811 | 50.1342 | 51.423 | 47.9952 | 48.1376 | 48.1376 | 48.7811 | 49.0323 | 48.9628
2020-05-02 15:53 | 0.11 | 11.1126 | 10.7172 | 11.0548 | 10.7077 | 11.0221 | 11.0542 | 10.5303 | 10.985 | 10.7252 | 11.1537 | 11.0147 | 11.0068 | 10.821 | 10.7968 | 11.14 | 12.4633 | 10.3828 | 10.5108 | 10.5108 | 10.7968 | 10.6346 | 10.7348
2020-05-02 15:54 | 0.10 | 0 | 0 | 0 | 0 | 0 | 0 | 0 | 0 | 0 | 0 | 0 | 0 | 0 | 0 | 0 | 0 | 0 | 0 | 0 | 0 | 0 | 0
2020-05-02 15:55 | 0.13 | 0 | 0 | 0 | 0 | 0 | 0 | 0 | 0 | 0 | 0 | 0 | 0 | 0 | 0 | 0 | 0 | 0 | 0 | 0 | 0 | 0 | 0
2020-05-02 15:56 | 0.13 | 0 | 0 | 0 | 0 | 0 | 0 | 0 | 0 | 0 | 0 | 0 | 0 | 0 | 0 | 0 | 0 | 0 | 0 | 0 | 0 | 0 | 0
2020-05-02 15:57 | 0.18 | 0 | 0 | 0 | 0 | 0 | 0 | 0 | 0 | 0 | 0 | 0 | 0 | 0 | 0 | 0 | 0 | 0 | 0 | 0 | 0 | 0 | 0
2020-05-02 15:58 | 0.20 | 0 | 0 | 0 | 0 | 0 | 0 | 0 | 0 | 0 | 0 | 0 | 0 | 0 | 0 | 0 | 0 | 0 | 0 | 0 | 0 | 0 | 0
2020-05-02 15:59 | 0.21 | 0 | 0 | 0 | 0 | 0 | 0 | 0 | 0 | 0 | 0 | 0 | 0 | 0 | 0 | 0 | 0 | 0 | 0 | 0 | 0 | 0 | 0
2020-05-02 16:00 | 0.19 | 0 | 0 | 0 | 0 | 0 | 0 | 0 | 0 | 0 | 0 | 0 | 0 | 0 | 0 | 0 | 0 | 0 | 0 | 0 | 0 | 0 | 0
2020-05-02 16:01 | 0.20 | 0 | 0 | 0 | 0 | 0 | 0 | 0 | 0 | 0 | 0 | 0 | 0 | 0 | 0 | 0 | 0 | 0 | 0 | 0 | 0 | 0 | 0
2020-05-02 16:02 | 0.22 | 0 | 0 | 0 | 0 | 0 | 0 | 0 | 0 | 0 | 0 | 0 | 0 | 0 | 0 | 0 | 0 | 0 | 0 | 0 | 0 | 0 | 0
2020-05-02 16:03 | 0.21 | 0 | 0 | 0 | 0 | 0 | 0 | 0 | 0 | 0 | 0 | 0 | 0 | 0 | 0 | 0 | 0 | 0 | 0 | 0 | 0 | 0 | 0
2020-05-02 16:04 | 0.19 | 0 | 0 | 0 | 0 | 0 | 0 | 0 | 0 | 0 | 0 | 0 | 0 | 0 | 0 | 0 | 0 | 0 | 0 | 0 | 0 | 0 | 0
2020-05-02 16:05 | 0.18 | 0 | 0 | 0 | 0 | 0 | 0 | 0 | 0 | 0 | 0 | 0 | 0 | 0 | 0 | 0 | 0 | 0 | 0 | 0 | 0 | 0 | 0
2020-05-02 16:06 | 0.14 | 0 | 0 | 0 | 0 | 0 | 0 | 0 | 0 | 0 | 0 | 0 | 0 | 0 | 0 | 0 | 0.22883 | 0 | 0 | 0 | 0 | 0 | 0
2020-05-02 16:07 | 0.05 | 10.9027 | 10.9336 | 10.9275 | 10.9956 | 10.8882 | 10.7352 | 10.9596 | 10.8435 | 10.9226 | 11.0466 | 10.8148 | 10.8698 | 10.5443 | 10.4975 | 11.0301 | 12.5594 | 10.527 | 10.6811 | 10.6811 | 10.4975 | 10.6535 | 10.3344
2020-05-02 16:08 | 0.00 | 39.7329 | 39.7539 | 39.8154 | 39.9346 | 39.7782 | 39.1408 | 39.7266 | 39.736 | 39.7246 | 39.9278 | 39.6533 | 39.7608 | 38.6115 | 38.5605 | 39.9122 | 41.2849 | 38.9298 | 39.076 | 39.076 | 38.5605 | 39.3207 | 38.3731
2020-05-02 16:09 | 0.03 | 136.3447 | 133.7478 | 131.5626 | 140.5637 | 131.547 | 138.6062 | 145.9587 | 131.5286 | 132.7525 | 131.6068 | 128.9826 | 131.5395 | 110.7373 | 110.4454 | 131.6009 | 131.3948 | 147.4546 | 147.4909 | 147.4909 | 110.4454 | 144.0997 | 109.103
2020-05-02 16:10 | 0.05 | 159.9949 | 154.8434 | 154.9874 | 161.1989 | 154.9809 | 162.2889 | 164.373 | 154.9727 | 153.9916 | 155.0028 | 152.7503 | 154.9776 | 134.6803 | 134.487 | 155.0011 | 154.2365 | 168.3872 | 168.3874 | 168.3874 | 134.487 | 166.0747 | 133.6187
2020-05-02 16:11 | 0.05 | 247.1695 | 226.3806 | 234.5747 | 238.547 | 234.6087 | 255.3728 | 239.0909 | 234.6455 | 225.0666 | 234.4617 | 231.0886 | 234.6241 | 195.8555 | 195.8405 | 234.4783 | 232.2916 | 260.0323 | 259.8384 | 259.8384 | 195.8405 | 256.5118 | 195.8865
2020-05-02 16:12 | 0.05 | 88.279 | 86.2305 | 87.5361 | 87.1606 | 87.5077 | 87.8565 | 86.1894 | 87.4751 | 86.1433 | 87.6209 | 87.2094 | 87.4943 | 83.3542 | 83.3301 | 87.6093 | 88.3435 | 87.1819 | 87.2937 | 87.2937 | 83.3301 | 87.8704 | 83.2715
2020-05-02 16:13 | 0.05 | 38.5758 | 38.445 | 38.7201 | 38.4718 | 38.6827 | 37.9558 | 38.0008 | 38.6401 | 38.4439 | 38.8332 | 38.6253 | 38.6651 | 37.9091 | 37.8688 | 38.8175 | 40.2069 | 37.3747 | 37.5219 | 37.5219 | 37.8688 | 37.9002 | 37.7329
2020-05-02 16:14 | 0.05 | 90.8479 | 87.8922 | 90.2179 | 88.3183 | 90.1893 | 90.3707 | 86.1603 | 90.1565 | 87.9098 | 90.3032 | 90.1292 | 90.1758 | 87.2169 | 87.2386 | 90.2915 | 91.0385 | 88.1795 | 88.2945 | 88.2945 | 87.2386 | 89.4273 | 87.402
2020-05-02 16:15 | 0.05 | 77.7725 | 72.514 | 76.4807 | 72.9012 | 76.4494 | 78.1508 | 69.5222 | 76.4137 | 72.6024 | 76.5744 | 76.5231 | 76.4347 | 73.5264 | 73.6035 | 76.5615 | 77.5026 | 74.3733 | 74.4983 | 74.4983 | 73.6035 | 75.8276 | 74.048
2020-05-02 16:16 | 0.05 | 22.3289 | 22 | 22.3507 | 22.0041 | 22.3121 | 22.0371 | 21.5899 | 22.2682 | 22.0076 | 22.4676 | 22.2764 | 22.294 | 21.8528 | 21.817 | 22.4514 | 23.9289 | 21.3893 | 21.5408 | 21.5408 | 21.817 | 21.7588 | 21.7063
2020-05-02 16:17 | 0.04 | 1.2604 | 1.231 | 1.2598 | 1.2306 | 1.2401 | 1.2458 | 1.203 | 1.2176 | 1.2313 | 1.3198 | 1.2183 | 1.2308 | 1.205 | 1.1867 | 1.3115 | 2.0851 | 1.1136 | 1.1652 | 1.1652 | 1.1867 | 1.1482 | 1.1386
2020-05-02 16:18 | 0.18 | 0 | 0 | 0 | 0 | 0 | 0 | 0 | 0 | 0 | 0 | 0 | 0 | 0 | 0 | 0 | 0 | 0 | 0 | 0 | 0 | 0 | 0
2020-05-02 16:19 | 0.31 | 0 | 0 | 0 | 0 | 0 | 0 | 0 | 0 | 0 | 0 | 0 | 0 | 0 | 0 | 0 | 0 | 0 | 0 | 0 | 0 | 0 | 0
2020-05-02 16:20 | 0.13 | 0 | 0 | 0 | 0 | 0 | 0 | 0 | 0 | 0 | 0 | 0 | 0 | 0 | 0 | 0 | 0 | 0 | 0 | 0 | 0 | 0 | 0
2020-05-02 16:21 | 0.09 | 0 | 0 | 0 | 0 | 0 | 0 | 0 | 0 | 0 | 0 | 0 | 0 | 0 | 0 | 0 | 0 | 0 | 0 | 0 | 0 | 0 | 0
2020-05-02 16:22 | 0.09 | 0 | 0 | 0 | 0 | 0 | 0 | 0 | 0 | 0 | 0 | 0 | 0 | 0 | 0 | 0 | 0 | 0 | 0 | 0 | 0 | 0 | 0
2020-05-02 16:23 | 0.09 | 0 | 0 | 0 | 0 | 0 | 0 | 0 | 0 | 0 | 0 | 0 | 0 | 0 | 0 | 0 | 0 | 0 | 0 | 0 | 0 | 0 | 0
2020-05-02 16:24 | 0.11 | 0 | 0 | 0 | 0 | 0 | 0 | 0 | 0 | 0 | 0 | 0 | 0 | 0 | 0 | 0 | 0 | 0 | 0 | 0 | 0 | 0 | 0
2020-05-02 16:25 | 0.12 | 0 | 0 | 0 | 0 | 0 | 0 | 0 | 0 | 0 | 0 | 0 | 0 | 0 | 0 | 0 | 0 | 0 | 0 | 0 | 0 | 0 | 0
2020-05-02 16:26 | 0.16 | 0 | 0 | 0 | 0 | 0 | 0 | 0 | 0 | 0 | 0 | 0 | 0 | 0 | 0 | 0 | 0 | 0 | 0 | 0 | 0 | 0 | 0
2020-05-02 16:27 | 0.16 | 0 | 0 | 0 | 0 | 0 | 0 | 0 | 0 | 0 | 0 | 0 | 0 | 0 | 0 | 0 | 0 | 0 | 0 | 0 | 0 | 0 | 0
2020-05-02 16:28 | 0.15 | 0 | 0 | 0 | 0 | 0 | 0 | 0 | 0 | 0 | 0 | 0 | 0 | 0 | 0 | 0 | 0 | 0 | 0 | 0 | 0 | 0 | 0
2020-05-02 16:29 | 0.15 | 0 | 0 | 0 | 0 | 0 | 0 | 0 | 0 | 0 | 0 | 0 | 0 | 0 | 0 | 0 | 0 | 0 | 0 | 0 | 0 | 0 | 0
2020-05-02 16:30 | 0.24 | 0.852 | 0.88672 | 0.84618 | 0.92228 | 0.833 | 0.84487 | 0.98112 | 0.81802 | 0.88021 | 0.88616 | 0.80707 | 0.82682 | 0.78333 | 0.76857 | 0.88061 | 1.3964 | 0.84112 | 0.89275 | 0.89275 | 0.76857 | 0.82912 | 0.7181
2020-05-02 16:31 | 0.17 | 35.1639 | 36.7269 | 34.2713 | 38.8874 | 34.2339 | 35.3758 | 42.044 | 34.1912 | 36.3486 | 34.3846 | 33.2931 | 34.2163 | 28.7845 | 28.6297 | 34.3689 | 35.7633 | 39.793 | 39.9368 | 39.9368 | 28.6297 | 38.2515 | 27.9617
2020-05-02 16:32 | 0.12 | 82.8463 | 84.0325 | 80.5724 | 88.3246 | 80.5417 | 83.5765 | 93.3243 | 80.5066 | 83.3302 | 80.6642 | 78.7616 | 80.5273 | 68.2852 | 68.024 | 80.6515 | 81.5482 | 91.1105 | 91.2214 | 91.2214 | 68.024 | 88.5106 | 66.8292
2020-05-02 16:33 | 0.10 | 111.3439 | 110.4854 | 108.844 | 114.5225 | 108.82 | 111.9938 | 117.7807 | 108.7923 | 109.8786 | 108.9148 | 107.2444 | 108.8086 | 96.2174 | 96.0147 | 108.9051 | 109.3145 | 117.4321 | 117.5165 | 117.5165 | 96.0147 | 115.7091 | 95.0937
2020-05-02 16:34 | 0.11 | 141.7539 | 137.6142 | 138.2895 | 142.0304 | 138.2748 | 142.9986 | 143.6279 | 138.2575 | 137.0421 | 138.3308 | 136.7539 | 138.2678 | 123.8874 | 123.7634 | 138.3254 | 138.0518 | 146.6127 | 146.6604 | 146.6604 | 123.7634 | 145.4322 | 123.2261
2020-05-02 16:35 | 0.11 | 50.3868 | 50.2627 | 50.5621 | 50.3309 | 50.5262 | 49.5895 | 49.7913 | 50.4854 | 50.255 | 50.6702 | 50.4517 | 50.5094 | 49.4484 | 49.4076 | 50.6552 | 51.9298 | 49.0082 | 49.1497 | 49.1497 | 49.4076 | 49.6424 | 49.2674
2020-05-02 16:36 | 0.12 | 35.298 | 35.2021 | 35.4347 | 35.2292 | 35.3971 | 34.7258 | 34.8146 | 35.3543 | 35.2 | 35.5484 | 35.3383 | 35.3794 | 34.6837 | 34.6422 | 35.5327 | 36.938 | 34.1933 | 34.3412 | 34.3412 | 34.6422 | 34.672 | 34.5012
2020-05-02 16:37 | 0.13 | 89.1005 | 88.1822 | 89.1412 | 88.4099 | 89.1121 | 87.9721 | 87.2106 | 89.0787 | 88.1724 | 89.2282 | 89.0184 | 89.0984 | 86.9004 | 86.8797 | 89.2162 | 90.0007 | 86.8702 | 86.9874 | 86.9874 | 86.8797 | 87.9555 | 86.8291
2020-05-02 16:38 | 0.30 | 133.9041 | 115.1677 | 127.9566 | 117.7232 | 127.9417 | 138.0917 | 108.2823 | 127.9242 | 115.3173 | 127.9984 | 127.943 | 127.9346 | 117.186 | 117.5276 | 127.9929 | 127.751 | 128.5324 | 128.5907 | 128.5907 | 117.5276 | 130.9165 | 119.2893
2020-05-02 16:39 | 0.23 | 144.6904 | 111.1627 | 134.4148 | 114.4472 | 134.4024 | 153.1286 | 96.9991 | 134.3876 | 111.6295 | 134.4489 | 134.9089 | 134.3964 | 120.0201 | 120.7002 | 134.4445 | 134.0048 | 134.6875 | 134.7374 | 134.7374 | 120.7002 | 138.7579 | 124.1534
2020-05-02 16:40 | 0.20 | 67.4783 | 51.7448 | 63.2709 | 52.0499 | 63.2376 | 71.1065 | 43.5432 | 63.1996 | 52.1272 | 63.3712 | 63.8916 | 63.2219 | 59.4975 | 59.835 | 63.3573 | 64.4487 | 59.878 | 60.0117 | 60.0117 | 59.835 | 62.7541 | 61.5867
2020-05-02 16:41 | 0.19 | 6.4307 | 6.2649 | 6.4132 | 6.2623 | 6.3803 | 6.3787 | 6.1585 | 6.343 | 6.2675 | 6.5127 | 6.354 | 6.3649 | 6.2499 | 6.2183 | 6.4989 | 7.9457 | 5.9541 | 6.0828 | 6.0828 | 6.2183 | 6.1025 | 6.1188
2020-05-02 16:42 | 0.21 | 0 | 0 | 0 | 0 | 0 | 0 | 0 | 0 | 0 | 0 | 0 | 0 | 0 | 0 | 0 | 0 | 0 | 0 | 0 | 0 | 0 | 0
2020-05-02 16:43 | 0.22 | 0 | 0 | 0 | 0 | 0 | 0 | 0 | 0 | 0 | 0 | 0 | 0 | 0 | 0 | 0 | 0 | 0 | 0 | 0 | 0 | 0 | 0
2020-05-02 16:44 | 0.27 | 0 | 0 | 0 | 0 | 0 | 0 | 0 | 0 | 0 | 0 | 0 | 0 | 0 | 0 | 0 | 0 | 0 | 0 | 0 | 0 | 0 | 0
2020-05-02 16:45 | 0.30 | 0 | 0 | 0 | 0 | 0 | 0 | 0 | 0 | 0 | 0 | 0 | 0 | 0 | 0 | 0 | 0 | 0 | 0 | 0 | 0 | 0 | 0
2020-05-02 16:46 | 0.29 | 0 | 0 | 0 | 0 | 0 | 0 | 0 | 0 | 0 | 0 | 0 | 0 | 0 | 0 | 0 | 0 | 0 | 0 | 0 | 0 | 0 | 0
2020-05-02 16:47 | 0.28 | 0 | 0 | 0 | 0 | 0 | 0 | 0 | 0 | 0 | 0 | 0 | 0 | 0 | 0 | 0 | 0 | 0 | 0 | 0 | 0 | 0 | 0
2020-05-02 16:48 | 0.27 | 0 | 0 | 0 | 0 | 0 | 0 | 0 | 0 | 0 | 0 | 0 | 0 | 0 | 0 | 0 | 0 | 0 | 0 | 0 | 0 | 0 | 0
2020-05-02 16:49 | 0.26 | 0 | 0 | 0 | 0 | 0 | 0 | 0 | 0 | 0 | 0 | 0 | 0 | 0 | 0 | 0 | 0 | 0 | 0 | 0 | 0 | 0 | 0
2020-05-02 16:50 | 0.26 | 0 | 0 | 0 | 0 | 0 | 0 | 0 | 0 | 0 | 0 | 0 | 0 | 0 | 0 | 0 | 0 | 0 | 0 | 0 | 0 | 0 | 0
2020-05-02 16:51 | 0.25 | 0 | 0 | 0 | 0 | 0 | 0 | 0 | 0 | 0 | 0 | 0 | 0 | 0 | 0 | 0 | 0 | 0 | 0 | 0 | 0 | 0 | 0
2020-05-02 16:52 | 0.24 | 0 | 0 | 0 | 0 | 0 | 0 | 0 | 0 | 0 | 0 | 0 | 0 | 0 | 0 | 0 | 0 | 0 | 0 | 0 | 0 | 0 | 0
2020-05-02 16:53 | 0.24 | 0 | 0 | 0 | 0 | 0 | 0 | 0 | 0 | 0 | 0 | 0 | 0 | 0 | 0 | 0 | 0 | 0 | 0 | 0 | 0 | 0 | 0
2020-05-02 16:54 | 0.24 | 1.1908 | 1.267 | 1.1772 | 1.3394 | 1.164 | 1.1855 | 1.4736 | 1.1491 | 1.2539 | 1.2172 | 1.128 | 1.1578 | 1.0868 | 1.0721 | 1.2116 | 1.7271 | 1.2758 | 1.3274 | 1.3274 | 1.0721 | 1.2277 | 1.0216
2020-05-02 16:55 | 0.24 | 21.746 | 21.9231 | 21.7316 | 22.1802 | 21.6929 | 21.4637 | 22.3535 | 21.6489 | 21.878 | 21.8489 | 21.5391 | 21.6748 | 20.7539 | 20.6989 | 21.8326 | 23.3189 | 21.6271 | 21.7788 | 21.7788 | 20.6989 | 21.7041 | 20.498
2020-05-02 16:56 | 0.25 | 69.4718 | 69.7904 | 68.6135 | 71.6403 | 68.5804 | 69.2565 | 73.3294 | 68.5427 | 69.4931 | 68.7129 | 67.7935 | 68.5649 | 62.6851 | 62.5541 | 68.6991 | 69.7706 | 71.9859 | 72.1133 | 72.1133 | 62.5541 | 71.3356 | 61.9802
2020-05-02 16:57 | 0.24 | 125.8481 | 123.975 | 122.7192 | 128.6413 | 122.6994 | 126.8894 | 131.9737 | 122.6763 | 123.2994 | 122.7766 | 120.9458 | 122.6899 | 108.149 | 107.9477 | 122.7689 | 122.87 | 132.632 | 132.698 | 132.698 | 107.9477 | 130.7185 | 107.0345
2020-05-02 16:58 | 0.22 | 203.0623 | 192.3885 | 193.7008 | 203.2378 | 193.7093 | 208.6825 | 208.4057 | 193.7178 | 190.9934 | 193.6684 | 190.0777 | 193.7129 | 160.4716 | 160.2237 | 193.6735 | 191.7277 | 218.4843 | 218.4053 | 218.4053 | 160.2237 | 213.883 | 159.1177
2020-05-02 16:59 | 0.21 | 220.4558 | 204.3548 | 210.5015 | 214.1865 | 210.5192 | 226.6554 | 214.8437 | 210.5379 | 203.2757 | 210.4401 | 207.6117 | 210.5271 | 179.2629 | 179.2218 | 210.4494 | 208.2101 | 230.7961 | 230.6864 | 230.6864 | 179.2218 | 228.0349 | 179.1241
2020-05-02 17:00 | 0.20 | 234.1481 | 210.5161 | 222.6358 | 219.9095 | 222.6599 | 241.8907 | 215.5111 | 222.6858 | 209.7257 | 222.5538 | 220.3636 | 222.6708 | 191.7615 | 191.9505 | 222.566 | 220.0786 | 239.9629 | 239.8342 | 239.8342 | 191.9505 | 238.8334 | 192.9858
2020-05-02 17:01 | 0.19 | 197.2491 | 175.5587 | 188.8258 | 180.9462 | 188.8321 | 202.8639 | 172.9425 | 188.8381 | 175.3434 | 188.8005 | 187.9372 | 188.8347 | 169.3664 | 169.6758 | 188.8046 | 187.0886 | 195.6276 | 195.5943 | 195.5943 | 169.6758 | 196.9482 | 171.282
2020-05-02 17:02 | 0.19 | 181.3895 | 153.0866 | 171.4013 | 158.1813 | 171.402 | 188.8456 | 145.9453 | 171.4018 | 153.1129 | 171.3938 | 170.9775 | 171.402 | 152.311 | 152.7973 | 171.3954 | 170.0699 | 176.6722 | 176.6622 | 176.6622 | 152.7973 | 179.018 | 155.2915
2020-05-02 17:03 | 0.18 | 85.8284 | 81.4322 | 84.8155 | 81.8057 | 84.7855 | 85.8234 | 78.8293 | 84.751 | 81.4982 | 84.9055 | 84.8189 | 84.7713 | 81.8644 | 81.9222 | 84.8931 | 85.7463 | 82.5694 | 82.69 | 82.69 | 81.9222 | 84.0043 | 82.2675
2020-05-02 17:04 | 0.18 | 48.5037 | 45.8709 | 47.9792 | 45.9202 | 47.9429 | 48.4852 | 44.1637 | 47.9016 | 45.933 | 48.0886 | 48.0088 | 47.9259 | 46.6633 | 46.6853 | 48.0735 | 49.3788 | 46.0939 | 46.2371 | 46.2371 | 46.6853 | 47.0779 | 46.861
2020-05-02 17:05 | 0.18 | 9.0475 | 8.7428 | 9 | 8.7381 | 8.9672 | 9.0012 | 8.5938 | 8.93 | 8.7479 | 9.0992 | 8.9513 | 8.9519 | 8.7893 | 8.762 | 9.0854 | 10.3596 | 8.4295 | 8.5578 | 8.5578 | 8.762 | 8.6354 | 8.6847
2020-05-02 17:06 | 0.19 | 0 | 0 | 0 | 0 | 0 | 0 | 0 | 0 | 0 | 0 | 0 | 0 | 0 | 0 | 0 | 0 | 0 | 0 | 0 | 0 | 0 | 0
2020-05-02 17:07 | 0.19 | 0 | 0 | 0 | 0 | 0 | 0 | 0 | 0 | 0 | 0 | 0 | 0 | 0 | 0 | 0 | 0 | 0 | 0 | 0 | 0 | 0 | 0
2020-05-02 17:08 | 0.18 | 0 | 0 | 0 | 0 | 0 | 0 | 0 | 0 | 0 | 0 | 0 | 0 | 0 | 0 | 0 | 0 | 0 | 0 | 0 | 0 | 0 | 0
2020-05-02 17:09 | 0.17 | 0 | 0 | 0 | 0 | 0 | 0 | 0 | 0 | 0 | 0 | 0 | 0 | 0 | 0 | 0 | 0 | 0 | 0 | 0 | 0 | 0 | 0
2020-05-02 17:10 | 0.17 | 0 | 0 | 0 | 0 | 0 | 0 | 0 | 0 | 0 | 0 | 0 | 0 | 0 | 0 | 0 | 0 | 0 | 0 | 0 | 0 | 0 | 0
2020-05-02 17:11 | 0.16 | 0 | 0 | 0 | 0 | 0 | 0 | 0 | 0 | 0 | 0 | 0 | 0 | 0 | 0 | 0 | 0 | 0 | 0 | 0 | 0 | 0 | 0
2020-05-02 17:12 | 0.15 | 0 | 0 | 0 | 0 | 0 | 0 | 0 | 0 | 0 | 0 | 0 | 0 | 0 | 0 | 0 | 0 | 0 | 0 | 0 | 0 | 0 | 0
2020-05-02 17:13 | 0.15 | 0 | 0 | 0 | 0 | 0 | 0 | 0 | 0 | 0 | 0 | 0 | 0 | 0 | 0 | 0 | 0 | 0 | 0 | 0 | 0 | 0 | 0
2020-05-02 17:14 | 0.14 | 0 | 0 | 0 | 0 | 0 | 0 | 0 | 0 | 0 | 0 | 0 | 0 | 0 | 0 | 0 | 0 | 0 | 0 | 0 | 0 | 0 | 0
2020-05-02 17:15 | 0.13 | 0 | 0 | 0 | 0 | 0 | 0 | 0 | 0 | 0 | 0 | 0 | 0 | 0 | 0 | 0 | 0 | 0 | 0 | 0 | 0 | 0 | 0
2020-05-02 17:16 | 0.12 | 0 | 0 | 0 | 0 | 0 | 0 | 0 | 0 | 0 | 0 | 0 | 0 | 0 | 0 | 0 | 0 | 0 | 0 | 0 | 0 | 0 | 0
2020-05-02 17:17 | 0.10 | 0 | 0 | 0 | 0 | 0 | 0 | 0 | 0 | 0 | 0 | 0 | 0 | 0 | 0 | 0 | 0 | 0 | 0 | 0 | 0 | 0 | 0
2020-05-02 17:18 | 0.09 | 1.9395 | 2.1344 | 1.8938 | 2.318 | 1.8807 | 1.9501 | 2.6671 | 1.8657 | 2.1013 | 1.9337 | 1.8079 | 1.8745 | 1.6819 | 1.6671 | 1.9282 | 2.4423 | 2.3212 | 2.3727 | 2.3727 | 1.6671 | 2.1643 | 1.6167
2020-05-02 17:19 | 0.08 | 41.2787 | 45.4657 | 39.2128 | 50.4782 | 39.1756 | 42.344 | 58.6974 | 39.1331 | 44.5776 | 39.3256 | 37.1279 | 39.1581 | 28.6823 | 28.4404 | 39.3099 | 40.6908 | 53.6848 | 53.8236 | 53.8236 | 28.4404 | 49.3719 | 27.4412
2020-05-02 17:20 | 0.09 | 47.8607 | 47.9378 | 47.8668 | 48.3062 | 47.8304 | 47.2264 | 48.2755 | 47.789 | 47.8778 | 47.9767 | 47.6297 | 47.8133 | 46.0706 | 46.011 | 47.9615 | 49.2775 | 47.3303 | 47.4734 | 47.4734 | 46.011 | 47.6571 | 45.7822
2020-05-02 17:21 | 0.09 | 85.9973 | 85.6326 | 85.7169 | 86.5091 | 85.6869 | 85.1399 | 86.4619 | 85.6526 | 85.506 | 85.8064 | 85.313 | 85.6728 | 81.9052 | 81.8384 | 85.7941 | 86.6389 | 85.5804 | 85.6988 | 85.6988 | 81.8384 | 86.0171 | 81.5676
2020-05-02 17:22 | 0.09 | 96.1534 | 95.3521 | 95.7676 | 96.2849 | 95.7402 | 95.281 | 95.9593 | 95.7088 | 95.2291 | 95.849 | 95.3702 | 95.7273 | 91.5965 | 91.541 | 95.8378 | 96.4932 | 95.4533 | 95.5617 | 95.5617 | 91.541 | 96.029 | 91.3226
2020-05-02 17:23 | 0.09 | 85.1338 | 84.5936 | 85.2112 | 84.8836 | 85.1815 | 84.0061 | 84.0254 | 85.1474 | 84.5633 | 85.3001 | 85.0439 | 85.1675 | 82.9193 | 82.8854 | 85.2879 | 86.1163 | 83.3062 | 83.4252 | 83.4252 | 82.8854 | 84.2333 | 82.771
2020-05-02 17:24 | 0.09 | 134.4212 | 131.2119 | 133.3 | 132.5445 | 133.2833 | 133.8281 | 130.9586 | 133.2638 | 131.0952 | 133.3474 | 132.8979 | 133.2754 | 127.2579 | 127.2573 | 133.3411 | 133.2108 | 132.7952 | 132.8633 | 132.8633 | 127.2573 | 133.8461 | 127.2993
2020-05-02 17:25 | 0.08 | 74.5787 | 74.087 | 74.7287 | 74.218 | 74.697 | 73.5216 | 73.2969 | 74.6607 | 74.0801 | 74.8237 | 74.6175 | 74.682 | 73.0234 | 72.9936 | 74.8106 | 75.7824 | 72.6427 | 72.7692 | 72.7692 | 72.9936 | 73.5666 | 72.9011
2020-05-02 17:26 | 0.09 | 33.5211 | 33.3425 | 33.6258 | 33.3706 | 33.5883 | 33.0044 | 32.929 | 33.5456 | 33.3426 | 33.7393 | 33.5341 | 33.5707 | 32.8956 | 32.8562 | 33.7236 | 35.1221 | 32.4302 | 32.5778 | 32.5778 | 32.8562 | 32.8971 | 32.7257
2020-05-02 17:27 | 0.09 | 17.1282 | 17.0312 | 17.1883 | 17.037 | 17.1492 | 16.8558 | 16.7904 | 17.1048 | 17.0325 | 17.3067 | 17.1013 | 17.1309 | 16.8007 | 16.7586 | 17.2903 | 18.8035 | 16.4124 | 16.5656 | 16.5656 | 16.7586 | 16.6833 | 16.6168
2020-05-02 17:28 | 0.09 | 5.0174 | 4.9686 | 5.0307 | 4.9698 | 5.0044 | 4.942 | 4.8829 | 4.9746 | 4.9693 | 5.1103 | 4.974 | 4.9921 | 4.8924 | 4.8638 | 5.0992 | 6.6006 | 4.6999 | 4.8028 | 4.8028 | 4.8638 | 4.7992 | 4.7672
2020-05-02 17:29 | 0.08 | 0.1594 | 0.14662 | 0.15748 | 0.14654 | 0.14428 | 0.15946 | 0.13655 | 0.12929 | 0.14672 | 0.19748 | 0.12935 | 0.1381 | 0.13269 | 0.11809 | 0.19193 | 0.84389 | 0.064466 | 0.11362 | 0.11362 | 0.11809 | 0.080799 | 0.068486
2020-05-02 17:30 | 0.07 | 0 | 0 | 0 | 0 | 0 | 0 | 0 | 0 | 0 | 0 | 0 | 0 | 0 | 0 | 0 | 0 | 0 | 0 | 0 | 0 | 0 | 0
2020-05-02 17:31 | 0.07 | 0 | 0 | 0 | 0 | 0 | 0 | 0 | 0 | 0 | 0 | 0 | 0 | 0 | 0 | 0 | 0 | 0 | 0 | 0 | 0 | 0 | 0
2020-05-02 17:32 | 0.06 | 0 | 0 | 0 | 0 | 0 | 0 | 0 | 0 | 0 | 0 | 0 | 0 | 0 | 0 | 0 | 0 | 0 | 0 | 0 | 0 | 0 | 0
2020-05-02 17:33 | 0.05 | 0 | 0 | 0 | 0 | 0 | 0 | 0 | 0 | 0 | 0 | 0 | 0 | 0 | 0 | 0 | 0 | 0 | 0 | 0 | 0 | 0 | 0
2020-05-02 17:34 | 0.05 | 0 | 0 | 0 | 0 | 0 | 0 | 0 | 0 | 0 | 0 | 0 | 0 | 0 | 0 | 0 | 0 | 0 | 0 | 0 | 0 | 0 | 0
2020-05-02 17:35 | 0.05 | 0 | 0 | 0 | 0 | 0 | 0 | 0 | 0 | 0 | 0 | 0 | 0 | 0 | 0 | 0 | 0 | 0 | 0 | 0 | 0 | 0 | 0
2020-05-02 17:36 | 0.05 | 0 | 0 | 0 | 0 | 0 | 0 | 0 | 0 | 0 | 0 | 0 | 0 | 0 | 0 | 0 | 0 | 0 | 0 | 0 | 0 | 0 | 0
2020-05-02 17:37 | 0.05 | 0 | 0 | 0 | 0 | 0 | 0 | 0 | 0 | 0 | 0 | 0 | 0 | 0 | 0 | 0 | 0 | 0 | 0 | 0 | 0 | 0 | 0
2020-05-02 17:38 | 0.04 | 0 | 0 | 0 | 0 | 0 | 0 | 0 | 0 | 0 | 0 | 0 | 0 | 0 | 0 | 0 | 0 | 0 | 0 | 0 | 0 | 0 | 0
2020-05-02 17:39 | 0.04 | 0 | 0 | 0 | 0 | 0 | 0 | 0 | 0 | 0 | 0 | 0 | 0 | 0 | 0 | 0 | 0 | 0 | 0 | 0 | 0 | 0 | 0
2020-05-02 17:40 | 0.04 | 0 | 0 | 0 | 0 | 0 | 0 | 0 | 0 | 0 | 0 | 0 | 0 | 0 | 0 | 0 | 0 | 0 | 0 | 0 | 0 | 0 | 0
2020-05-02 17:41 | 0.04 | 0 | 0 | 0 | 0 | 0 | 0 | 0 | 0 | 0 | 0 | 0 | 0 | 0 | 0 | 0 | 0 | 0 | 0 | 0 | 0 | 0 | 0
2020-05-02 17:42 | 0.04 | 0.090886 | 0.093041 | 0.089052 | 0.098672 | 0.082455 | 0.091189 | 0.10505 | 0.074959 | 0.092034 | 0.10905 | 0.073045 | 0.079363 | 0.071906 | 0.064524 | 0.10628 | 0.36452 | 0.059219 | 0.085056 | 0.085056 | 0.064524 | 0.062316 | 0.03927
2020-05-02 17:43 | 0.04 | 16.6753 | 16.7568 | 16.6883 | 16.8986 | 16.6493 | 16.4416 | 16.9299 | 16.6049 | 16.7321 | 16.8066 | 16.5436 | 16.631 | 16.0467 | 15.9972 | 16.7902 | 18.3 | 16.3698 | 16.5228 | 16.5228 | 15.9972 | 16.4931 | 15.8218
2020-05-02 17:44 | 0.03 | 45.6996 | 45.7218 | 45.7371 | 46.0086 | 45.7005 | 45.0701 | 45.87 | 45.6589 | 45.676 | 45.8475 | 45.5341 | 45.6833 | 44.1689 | 44.1138 | 45.8322 | 47.1608 | 45.0062 | 45.15 | 45.15 | 44.1138 | 45.3817 | 43.9063
2020-05-02 17:45 | 0.03 | 84.1773 | 83.7083 | 83.8348 | 84.6207 | 83.8047 | 83.4015 | 84.5798 | 83.7703 | 83.579 | 83.9246 | 83.4232 | 83.7906 | 79.9483 | 79.8824 | 83.9122 | 84.763 | 83.8439 | 83.9623 | 83.9623 | 79.8824 | 84.2439 | 79.6162
2020-05-02 17:46 | 0.03 | 160.1504 | 153.4655 | 154.8888 | 159.6137 | 154.8812 | 162.8052 | 161.7466 | 154.8718 | 152.6933 | 154.9076 | 152.8384 | 154.8774 | 135.3181 | 135.1822 | 154.9054 | 154.1122 | 167.5234 | 167.5329 | 167.5329 | 135.1822 | 165.5326 | 134.5989
2020-05-02 17:47 | 0.03 | 212.5472 | 197.9336 | 203.3198 | 207.1794 | 203.3348 | 218.2454 | 208.1132 | 203.3504 | 196.9002 | 203.267 | 200.5632 | 203.3414 | 173.7777 | 173.7207 | 203.275 | 201.3787 | 222.443 | 222.3443 | 222.3443 | 173.7207 | 219.7822 | 173.5419
2020-05-02 17:48 | 0.02 | 221.0745 | 199.2037 | 210.6876 | 207.597 | 210.7081 | 228.0129 | 203.1228 | 210.73 | 198.521 | 210.6171 | 208.7133 | 210.7174 | 182.8675 | 183.06 | 210.6276 | 208.8092 | 225.7018 | 225.5889 | 225.5889 | 183.06 | 224.8997 | 184.1078
2020-05-02 17:49 | 0.02 | 134.1886 | 129.0204 | 132.5072 | 130.4082 | 132.49 | 134.1833 | 127.7616 | 132.47 | 128.9512 | 132.5562 | 132.1899 | 132.4818 | 126.1337 | 126.18 | 132.5496 | 132.4552 | 131.8729 | 131.9432 | 131.9432 | 126.18 | 133.1633 | 126.4577
2020-05-02 17:50 | 0.02 | 117.9963 | 111.4198 | 116.0628 | 112.5235 | 116.0408 | 118.4853 | 108.8445 | 116.0153 | 111.4358 | 116.1273 | 115.9213 | 116.0303 | 110.5333 | 110.6226 | 116.1186 | 116.3827 | 114.7994 | 114.8889 | 114.8889 | 110.6226 | 116.3349 | 111.1205
2020-05-02 17:51 | 0.01 | 49.197 | 47.3065 | 48.7904 | 47.5205 | 48.7553 | 49.0103 | 46.1599 | 48.7152 | 47.3266 | 48.8963 | 48.7208 | 48.7388 | 47.146 | 47.1436 | 48.8817 | 50.1051 | 47.4691 | 47.6079 | 47.6079 | 47.1436 | 48.2202 | 47.1952
2020-05-02 17:52 | 0.01 | 2.8895 | 2.86 | 2.8978 | 2.8604 | 2.8714 | 2.845 | 2.8059 | 2.8415 | 2.8603 | 3.0059 | 2.8407 | 2.8591 | 2.8003 | 2.7712 | 2.9893 | 4.5358 | 2.6308 | 2.734 | 2.734 | 2.7712 | 2.7012 | 2.672
2020-05-02 17:53 | 0.01 | 0 | 0 | 0 | 0 | 0 | 0 | 0 | 0 | 0 | 0 | 0 | 0 | 0 | 0 | 0 | 0.47793 | 0 | 0 | 0 | 0 | 0 | 0
2020-05-02 17:54 | 0.01 | 0 | 0 | 0 | 0 | 0 | 0 | 0 | 0 | 0 | 0 | 0 | 0 | 0 | 0 | 0 | 0 | 0 | 0 | 0 | 0 | 0 | 0
2020-05-02 17:55 | 0.01 | 0 | 0 | 0 | 0 | 0 | 0 | 0 | 0 | 0 | 0 | 0 | 0 | 0 | 0 | 0 | 0 | 0 | 0 | 0 | 0 | 0 | 0
2020-05-02 17:56 | 0.01 | 0 | 0 | 0 | 0 | 0 | 0 | 0 | 0 | 0 | 0 | 0 | 0 | 0 | 0 | 0 | 0 | 0 | 0 | 0 | 0 | 0 | 0
2020-05-02 17:57 | 0.01 | 0 | 0 | 0 | 0 | 0 | 0 | 0 | 0 | 0 | 0 | 0 | 0 | 0 | 0 | 0 | 0 | 0 | 0 | 0 | 0 | 0 | 0
2020-05-02 17:58 | 0.01 | 0 | 0 | 0 | 0 | 0 | 0 | 0 | 0 | 0 | 0 | 0 | 0 | 0 | 0 | 0 | 0 | 0 | 0 | 0 | 0 | 0 | 0
2020-05-02 17:59 | 0.01 | 0 | 0 | 0 | 0 | 0 | 0 | 0 | 0 | 0 | 0 | 0 | 0 | 0 | 0 | 0 | 0 | 0 | 0 | 0 | 0 | 0 | 0
2020-05-02 18:00 | 0.01 | 0 | 0 | 0 | 0 | 0 | 0 | 0 | 0 | 0 | 0 | 0 | 0 | 0 | 0 | 0 | 0 | 0 | 0 | 0 | 0 | 0 | 0
2020-05-02 18:01 | 0.01 | 0 | 0 | 0 | 0 | 0 | 0 | 0 | 0 | 0 | 0 | 0 | 0 | 0 | 0 | 0 | 0 | 0 | 0 | 0 | 0 | 0 | 0
2020-05-02 18:02 | 0.01 | 0 | 0 | 0 | 0 | 0 | 0 | 0 | 0 | 0 | 0 | 0 | 0 | 0 | 0 | 0 | 0 | 0 | 0 | 0 | 0 | 0 | 0
2020-05-02 18:03 | 0.01 | 0 | 0 | 0 | 0 | 0 | 0 | 0 | 0 | 0 | 0 | 0 | 0 | 0 | 0 | 0 | 0 | 0 | 0 | 0 | 0 | 0 | 0
2020-05-02 18:04 | 0.01 | 0 | 0 | 0 | 0 | 0 | 0 | 0 | 0 | 0 | 0 | 0 | 0 | 0 | 0 | 0 | 0 | 0 | 0 | 0 | 0 | 0 | 0
2020-05-02 18:05 | 0.01 | 0 | 0 | 0 | 0 | 0 | 0 | 0 | 0 | 0 | 0 | 0 | 0 | 0 | 0 | 0 | 0 | 0 | 0 | 0 | 0 | 0 | 0
2020-05-02 18:06 | 0.01 | 1.093 | 1.1424 | 1.0805 | 1.1978 | 1.0673 | 1.089 | 1.2907 | 1.0524 | 1.1325 | 1.1205 | 1.0356 | 1.0612 | 0.99875 | 0.984 | 1.1149 | 1.6303 | 1.1313 | 1.1829 | 1.1829 | 0.984 | 1.1014 | 0.93354
2020-05-02 18:07 | 0.00 | 43.3402 | 47.2292 | 40.8015 | 52.7591 | 40.7645 | 44.8089 | 61.3967 | 40.7225 | 46.2677 | 40.9132 | 38.5002 | 40.7472 | 28.6079 | 28.3314 | 40.8978 | 42.2555 | 56.8308 | 56.9666 | 56.9666 | 28.3314 | 52.1616 | 27.1313
2020-05-02 18:08 | 0.00 | 121.386 | 123.4083 | 113.0298 | 136.7596 | 113.0075 | 126.6701 | 152.7695 | 112.9818 | 121.2564 | 113.0951 | 107.5977 | 112.997 | 76.2739 | 75.5589 | 113.0863 | 113.3693 | 150.251 | 150.2896 | 150.2896 | 75.5589 | 140.6746 | 72.2062
2020-05-02 18:09 | 0.00 | 176.726 | 172.2486 | 166.7141 | 185.8829 | 166.7112 | 182.9388 | 198.0689 | 166.7069 | 170.223 | 166.7181 | 161.5223 | 166.7095 | 126.1428 | 125.5498 | 166.718 | 165.582 | 201.8994 | 201.8428 | 201.8428 | 125.5498 | 193.8593 | 122.7762
2020-05-02 18:10 | 0.00 | 241.327 | 224.6792 | 226.864 | 240.7925 | 226.8916 | 251.0168 | 248.7301 | 226.9213 | 222.6146 | 226.7711 | 221.5426 | 226.9041 | 177.6147 | 177.2674 | 226.7849 | 224.3928 | 265.3317 | 265.1339 | 265.1339 | 177.2674 | 257.8982 | 175.7189
2020-05-02 18:11 | 0.00 | 232.0975 | 213.4147 | 220.4456 | 224.7799 | 220.4696 | 239.7661 | 225.8285 | 220.4953 | 212.1656 | 220.3641 | 217.1254 | 220.4804 | 184.5662 | 184.5237 | 220.3762 | 218.174 | 244.6663 | 244.5185 | 244.5185 | 184.5237 | 241.1429 | 184.4342
2020-05-02 18:12 | 0.00 | 272.7342 | 238.1441 | 255.6304 | 251.8936 | 255.6743 | 285.2109 | 246.2175 | 255.7221 | 236.989 | 255.486 | 252.3752 | 255.6943 | 211.5584 | 211.8541 | 255.5071 | 252.61 | 282.9742 | 282.7389 | 282.7389 | 211.8541 | 280.4051 | 213.4587
2020-05-02 18:13 | 0.00 | 170.6383 | 152.092 | 163.3073 | 156.9008 | 163.3041 | 175.569 | 150.3234 | 163.2994 | 151.8773 | 163.3124 | 162.4594 | 163.3023 | 146.1868 | 146.4349 | 163.3121 | 162.2011 | 169.7037 | 169.7073 | 169.7073 | 146.4349 | 170.6473 | 147.7438
2020-05-02 18:14 | 0.00 | 195.0871 | 157.8082 | 182.0143 | 164.1876 | 182.0191 | 205.4431 | 147.9688 | 182.0235 | 157.9054 | 181.9937 | 181.6196 | 182.0211 | 158.7456 | 159.4129 | 181.9971 | 180.3251 | 189.4378 | 189.4083 | 189.4083 | 159.4129 | 192.1278 | 162.8169
2020-05-02 18:15 | 0.00 | 77.9066 | 73.636 | 76.8422 | 74.0772 | 76.8106 | 78.0466 | 71.3415 | 76.7745 | 73.6883 | 76.937 | 76.8134 | 76.7957 | 73.8874 | 73.9377 | 76.924 | 77.8902 | 75.058 | 75.1839 | 75.1839 | 73.9377 | 76.3128 | 74.2494
2020-05-02 18:16 | 0.00 | 38.5798 | 37.1067 | 38.3305 | 37.1527 | 38.2932 | 38.3854 | 36.0681 | 38.2507 | 37.1382 | 38.4433 | 38.2999 | 38.2757 | 37.3259 | 37.3181 | 38.4277 | 39.8108 | 36.8846 | 37.0315 | 37.0315 | 37.3181 | 37.5795 | 37.346
2020-05-02 18:17 | 0.00 | 15.4082 | 8.7048 | 12.91 | 8.6961 | 12.8775 | 18.4275 | 8.5738 | 12.8404 | 8.7158 | 13.0088 | 13.5216 | 12.8622 | 12.8011 | 13.0242 | 12.9951 | 14.4621 | 10.2636 | 10.3917 | 10.3917 | 13.0242 | 11.8287 | 14.2529
2020-05-02 18:18 | 0.00 | 0 | 0 | 0 | 0 | 0 | 0 | 0 | 0 | 0 | 0 | 0 | 0 | 0 | 0 | 0 | 0 | 0 | 0 | 0 | 0 | 0 | 0
2020-05-02 18:19 | 0.00 | 0 | 0 | 0 | 0 | 0 | 0 | 0 | 0 | 0 | 0 | 0 | 0 | 0 | 0 | 0 | 0 | 0 | 0 | 0 | 0 | 0 | 0
2020-05-02 18:20 | 0.00 | 0 | 0 | 0 | 0 | 0 | 0 | 0 | 0 | 0 | 0 | 0 | 0 | 0 | 0 | 0 | 0 | 0 | 0 | 0 | 0 | 0 | 0
2020-05-02 18:21 | 0.00 | 0 | 0 | 0 | 0 | 0 | 0 | 0 | 0 | 0 | 0 | 0 | 0 | 0 | 0 | 0 | 0 | 0 | 0 | 0 | 0 | 0 | 0
2020-05-02 18:22 | 0.00 | 0 | 0 | 0 | 0 | 0 | 0 | 0 | 0 | 0 | 0 | 0 | 0 | 0 | 0 | 0 | 0 | 0 | 0 | 0 | 0 | 0 | 0
2020-05-02 18:23 | 0.00 | 0 | 0 | 0 | 0 | 0 | 0 | 0 | 0 | 0 | 0 | 0 | 0 | 0 | 0 | 0 | 0 | 0 | 0 | 0 | 0 | 0 | 0
2020-05-02 18:24 | 0.00 | 0 | 0 | 0 | 0 | 0 | 0 | 0 | 0 | 0 | 0 | 0 | 0 | 0 | 0 | 0 | 0 | 0 | 0 | 0 | 0 | 0 | 0
2020-05-02 18:25 | 0.00 | 0 | 0 | 0 | 0 | 0 | 0 | 0 | 0 | 0 | 0 | 0 | 0 | 0 | 0 | 0 | 0 | 0 | 0 | 0 | 0 | 0 | 0
2020-05-02 18:26 | 0.00 | 0 | 0 | 0 | 0 | 0 | 0 | 0 | 0 | 0 | 0 | 0 | 0 | 0 | 0 | 0 | 0 | 0 | 0 | 0 | 0 | 0 | 0
2020-05-02 18:27 | 0.00 | 0 | 0 | 0 | 0 | 0 | 0 | 0 | 0 | 0 | 0 | 0 | 0 | 0 | 0 | 0 | 0 | 0 | 0 | 0 | 0 | 0 | 0
2020-05-02 18:28 | 0.00 | 0 | 0 | 0 | 0 | 0 | 0 | 0 | 0 | 0 | 0 | 0 | 0 | 0 | 0 | 0 | 0 | 0 | 0 | 0 | 0 | 0 | 0
2020-05-02 18:29 | 0.00 | 0 | 0 | 0 | 0 | 0 | 0 | 0 | 0 | 0 | 0 | 0 | 0 | 0 | 0 | 0 | 0 | 0 | 0 | 0 | 0 | 0 | 0
2020-05-02 18:30 | 0.00 | 1.1149 | 1.3082 | 1.0525 | 1.5096 | 1.0459 | 1.1533 | 1.8993 | 1.0384 | 1.2727 | 1.0724 | 0.97561 | 1.0428 | 0.85296 | 0.84559 | 1.0697 | 1.5593 | 1.6084 | 1.6341 | 1.6341 | 0.84559 | 1.4163 | 0.82038
2020-05-02 18:31 | 0.00 | 50.8679 | 56.9497 | 46.1954 | 66.4429 | 46.1593 | 53.9964 | 81.1494 | 46.1183 | 55.3129 | 46.3044 | 42.3172 | 46.1424 | 25.4265 | 24.9923 | 46.2893 | 47.5828 | 74.5294 | 74.6512 | 74.6512 | 24.9923 | 66.3012 | 23.0671
2020-05-02 18:32 | 0.00 | 103.6577 | 106.5365 | 95.9236 | 119.1934 | 95.8966 | 108.6436 | 134.999 | 95.8656 | 104.471 | 96.0038 | 90.7183 | 95.8839 | 61.8145 | 61.1252 | 95.9928 | 96.6206 | 131.7497 | 131.8106 | 131.8106 | 61.1252 | 122.3721 | 57.9049
2020-05-02 18:33 | 0.00 | 51.9102 | 51.109 | 50.3691 | 53.3737 | 50.3342 | 52.5472 | 55.1357 | 50.2944 | 50.7768 | 50.4743 | 49.4452 | 50.3178 | 43.3928 | 43.2636 | 50.4598 | 51.6668 | 55.2975 | 55.4289 | 55.4289 | 43.2636 | 54.2745 | 42.7074
2020-05-02 18:34 | 0.00 | 246.8763 | 229.2772 | 232.0271 | 245.6059 | 232.0629 | 256.883 | 253.2471 | 232.1017 | 227.1978 | 231.9083 | 226.6787 | 232.0792 | 181.5456 | 181.2124 | 231.9258 | 229.9972 | 270.7817 | 270.5384 | 270.5384 | 181.2124 | 263.4122 | 179.7326
2020-05-02 18:35 | 0.00 | 87.0665 | 83.4279 | 84.77 | 85.9708 | 84.7452 | 88.0409 | 86.1311 | 84.7167 | 83.1325 | 84.8433 | 83.9193 | 84.7335 | 76.1623 | 76.1042 | 84.8333 | 85.3001 | 89.0627 | 89.1503 | 89.1503 | 76.1042 | 88.6611 | 75.8929
2020-05-02 18:36 | 0.00 | 79.4305 | 78.7125 | 79.4544 | 78.9727 | 79.4232 | 78.4285 | 78.0331 | 79.3876 | 78.6919 | 79.5478 | 79.3065 | 79.4086 | 77.3127 | 77.2832 | 79.535 | 80.4691 | 77.5825 | 77.707 | 77.707 | 77.2832 | 78.4942 | 77.1932
2020-05-02 18:37 | 0.00 | 9.8457 | 9.8082 | 9.8861 | 9.812 | 9.8468 | 9.6823 | 9.6762 | 9.8021 | 9.808 | 10.0053 | 9.798 | 9.8284 | 9.637 | 9.5932 | 9.9888 | 11.5201 | 9.3306 | 9.4847 | 9.4847 | 9.5932 | 9.5025 | 9.4436
2020-05-02 18:38 | 0.00 | 25.4827 | 25.3371 | 25.5629 | 25.3553 | 25.5246 | 25.0885 | 25.0063 | 25.481 | 25.3377 | 25.6789 | 25.4735 | 25.5066 | 24.9975 | 24.9568 | 25.6628 | 27.1191 | 24.5755 | 24.7259 | 24.7259 | 24.9568 | 24.9463 | 24.8214
2020-05-02 18:39 | 0.00 | 45.5666 | 45.0961 | 45.6429 | 45.1373 | 45.6062 | 44.9358 | 44.419 | 45.5645 | 45.1024 | 45.7537 | 45.5604 | 45.589 | 44.6427 | 44.6108 | 45.7383 | 47.0742 | 44.0976 | 44.2421 | 44.2421 | 44.6108 | 44.744 | 44.5166
2020-05-02 18:40 | 0.00 | 39.0316 | 36.1157 | 38.3544 | 36.1817 | 38.3171 | 39.2977 | 34.4901 | 38.2746 | 36.181 | 38.4672 | 38.3928 | 38.2996 | 37.1322 | 37.1594 | 38.4516 | 39.8351 | 36.7927 | 36.9397 | 36.9397 | 37.1594 | 37.6746 | 37.3638
2020-05-02 18:41 | 0.00 | 20.9949 | 10.5364 | 17.7151 | 10.4245 | 17.6828 | 24.6933 | 9.557 | 17.6462 | 10.7148 | 17.8127 | 18.4145 | 17.6677 | 16.8755 | 17.1541 | 17.7991 | 19.2465 | 14.8076 | 14.9347 | 14.9347 | 17.1541 | 16.8431 | 18.6439
2020-05-02 18:42 | 0.00 | 0 | 0 | 0 | 0 | 0 | 0 | 0 | 0 | 0 | 0 | 0 | 0 | 0 | 0 | 0 | 0 | 0 | 0 | 0 | 0 | 0 | 0
2020-05-02 18:43 | 0.00 | 0 | 0 | 0 | 0 | 0 | 0 | 0 | 0 | 0 | 0 | 0 | 0 | 0 | 0 | 0 | 0 | 0 | 0 | 0 | 0 | 0 | 0
2020-05-02 18:44 | 0.00 | 0 | 0 | 0 | 0 | 0 | 0 | 0 | 0 | 0 | 0 | 0 | 0 | 0 | 0 | 0 | 0 | 0 | 0 | 0 | 0 | 0 | 0
2020-05-02 18:45 | 0.00 | 0 | 0 | 0 | 0 | 0 | 0 | 0 | 0 | 0 | 0 | 0 | 0 | 0 | 0 | 0 | 0 | 0 | 0 | 0 | 0 | 0 | 0
2020-05-02 18:46 | 0.00 | 0 | 0 | 0 | 0 | 0 | 0 | 0 | 0 | 0 | 0 | 0 | 0 | 0 | 0 | 0 | 0 | 0 | 0 | 0 | 0 | 0 | 0
2020-05-02 18:47 | 0.00 | 0 | 0 | 0 | 0 | 0 | 0 | 0 | 0 | 0 | 0 | 0 | 0 | 0 | 0 | 0 | 0 | 0 | 0 | 0 | 0 | 0 | 0
2020-05-02 18:48 | 0.00 | 0 | 0 | 0 | 0 | 0 | 0 | 0 | 0 | 0 | 0 | 0 | 0 | 0 | 0 | 0 | 0 | 0 | 0 | 0 | 0 | 0 | 0
2020-05-02 18:49 | 0.00 | 0 | 0 | 0 | 0 | 0 | 0 | 0 | 0 | 0 | 0 | 0 | 0 | 0 | 0 | 0 | 0 | 0 | 0 | 0 | 0 | 0 | 0
2020-05-02 18:50 | 0.00 | 0 | 0 | 0 | 0 | 0 | 0 | 0 | 0 | 0 | 0 | 0 | 0 | 0 | 0 | 0 | 0 | 0 | 0 | 0 | 0 | 0 | 0
2020-05-02 18:51 | 0.00 | 0 | 0 | 0 | 0 | 0 | 0 | 0 | 0 | 0 | 0 | 0 | 0 | 0 | 0 | 0 | 0 | 0 | 0 | 0 | 0 | 0 | 0
2020-05-02 18:52 | 0.00 | 0 | 0 | 0 | 0 | 0 | 0 | 0 | 0 | 0 | 0 | 0 | 0 | 0 | 0 | 0 | 0 | 0 | 0 | 0 | 0 | 0 | 0
2020-05-02 18:53 | 0.00 | 0 | 0 | 0 | 0 | 0 | 0 | 0 | 0 | 0 | 0 | 0 | 0 | 0 | 0 | 0 | 0 | 0 | 0 | 0 | 0 | 0 | 0
2020-05-02 18:54 | 0.00 | 0.37823 | 0.40514 | 0.3686 | 0.44084 | 0.35541 | 0.3819 | 0.502 | 0.34042 | 0.39892 | 0.4086 | 0.33089 | 0.34923 | 0.32143 | 0.30667 | 0.40305 | 0.91937 | 0.37828 | 0.42994 | 0.42994 | 0.30667 | 0.36005 | 0.25617
2020-05-02 18:55 | 0.00 | 21.3425 | 21.656 | 21.0972 | 22.2894 | 21.0587 | 21.2625 | 23.0153 | 21.0148 | 21.5489 | 21.214 | 20.7561 | 21.0406 | 19.2721 | 19.1999 | 21.1978 | 22.6726 | 22.1952 | 22.3458 | 22.3458 | 19.1999 | 21.9273 | 18.9182
2020-05-02 18:56 | 0.00 | 85.0416 | 86.0537 | 81.7367 | 91.7116 | 81.706 | 86.6872 | 98.3159 | 81.6709 | 85.1427 | 81.8287 | 79.4066 | 81.6916 | 66.0751 | 65.7592 | 81.816 | 82.7161 | 96.4859 | 96.5929 | 96.5929 | 65.7592 | 92.7693 | 64.3097
2020-05-02 18:57 | 0.00 | 86.879 | 86.0952 | 86.003 | 87.6644 | 85.9737 | 86.5358 | 88.2352 | 85.9402 | 85.8723 | 86.0903 | 85.3566 | 85.9599 | 80.3454 | 80.2569 | 86.0783 | 86.8721 | 87.8909 | 88.0044 | 88.0044 | 80.2569 | 87.8284 | 79.885
2020-05-02 18:58 | 0.00 | 132.0701 | 129.2145 | 129.8371 | 132.2514 | 129.8193 | 132.4079 | 133.0171 | 129.7985 | 128.8215 | 129.8882 | 128.7576 | 129.8108 | 119.428 | 119.3347 | 129.8813 | 129.8359 | 134.6109 | 134.6764 | 134.6764 | 119.3347 | 134.1873 | 118.9371
2020-05-02 18:59 | 0.00 | 169.2274 | 159.5761 | 163.8167 | 164.8817 | 163.8126 | 172.1053 | 164.2225 | 163.8071 | 159.0224 | 163.8243 | 162.2731 | 163.8105 | 146.2041 | 146.1937 | 163.8237 | 162.7716 | 173.267 | 173.2685 | 173.2685 | 146.1937 | 172.4638 | 146.2205
2020-05-02 19:00 | 0.00 | 169.1849 | 158.8434 | 164.229 | 163.2338 | 164.2253 | 171.7405 | 161.0349 | 164.2203 | 158.4531 | 164.2352 | 163.0765 | 164.2233 | 148.9764 | 149.0287 | 164.2348 | 163.1508 | 170.8417 | 170.8463 | 170.8463 | 149.0287 | 170.8725 | 149.3553
2020-05-02 19:01 | 0.00 | 102.9274 | 100.7606 | 102.4931 | 101.2863 | 102.4673 | 102.1006 | 99.605 | 102.4377 | 100.74 | 102.5693 | 102.3289 | 102.4551 | 99.1458 | 99.1466 | 102.5589 | 103.0963 | 100.5677 | 100.6719 | 100.6719 | 99.1466 | 101.7504 | 99.2013
2020-05-02 19:02 | 0.00 | 74.1246 | 73.1221 | 74.1092 | 73.2934 | 74.077 | 73.238 | 72.129 | 74.0401 | 73.1235 | 74.2061 | 74.009 | 74.0618 | 72.2504 | 72.231 | 74.1927 | 75.2061 | 72.0715 | 72.2001 | 72.2001 | 72.231 | 73.0347 | 72.1918
2020-05-02 19:03 | 0.00 | 51.5412 | 50.7405 | 51.537 | 50.8105 | 51.5011 | 50.9218 | 49.8799 | 51.4602 | 50.7516 | 51.6455 | 51.4612 | 51.4842 | 50.3287 | 50.3045 | 51.6305 | 52.9133 | 49.8647 | 50.0067 | 50.0067 | 50.3045 | 50.6068 | 50.2476
2020-05-02 19:04 | 0.00 | 32.9493 | 31.5186 | 32.6861 | 31.5311 | 32.6481 | 32.853 | 30.6981 | 32.6049 | 31.5503 | 32.8013 | 32.6687 | 32.6303 | 31.8687 | 31.8614 | 32.7853 | 34.2211 | 31.3152 | 31.4647 | 31.4647 | 31.8614 | 31.9621 | 31.894
2020-05-02 19:05 | 0.00 | 9.7634 | 8.9856 | 9.5632 | 8.9788 | 9.5371 | 9.8886 | 8.8025 | 9.5075 | 8.9991 | 9.6422 | 9.5584 | 9.5249 | 9.3074 | 9.3006 | 9.6312 | 10.7198 | 8.957 | 9.0592 | 9.0592 | 9.3006 | 9.2347 | 9.3155
2020-05-02 19:06 | 0.00 | 0 | 0 | 0 | 0 | 0 | 0 | 0 | 0 | 0 | 0 | 0 | 0 | 0 | 0 | 0 | 0 | 0 | 0 | 0 | 0 | 0 | 0
2020-05-02 19:07 | 0.00 | 0 | 0 | 0 | 0 | 0 | 0 | 0 | 0 | 0 | 0 | 0 | 0 | 0 | 0 | 0 | 0 | 0 | 0 | 0 | 0 | 0 | 0
2020-05-02 19:08 | 0.00 | 0 | 0 | 0 | 0 | 0 | 0 | 0 | 0 | 0 | 0 | 0 | 0 | 0 | 0 | 0 | 0 | 0 | 0 | 0 | 0 | 0 | 0
2020-05-02 19:09 | 0.00 | 0 | 0 | 0 | 0 | 0 | 0 | 0 | 0 | 0 | 0 | 0 | 0 | 0 | 0 | 0 | 0 | 0 | 0 | 0 | 0 | 0 | 0
2020-05-02 19:10 | 0.00 | 0 | 0 | 0 | 0 | 0 | 0 | 0 | 0 | 0 | 0 | 0 | 0 | 0 | 0 | 0 | 0 | 0 | 0 | 0 | 0 | 0 | 0
2020-05-02 19:11 | 0.00 | 0 | 0 | 0 | 0 | 0 | 0 | 0 | 0 | 0 | 0 | 0 | 0 | 0 | 0 | 0 | 0 | 0 | 0 | 0 | 0 | 0 | 0
2020-05-02 19:12 | 0.00 | 0 | 0 | 0 | 0 | 0 | 0 | 0 | 0 | 0 | 0 | 0 | 0 | 0 | 0 | 0 | 0 | 0 | 0 | 0 | 0 | 0 | 0
2020-05-02 19:13 | 0.00 | 0 | 0 | 0 | 0 | 0 | 0 | 0 | 0 | 0 | 0 | 0 | 0 | 0 | 0 | 0 | 0 | 0 | 0 | 0 | 0 | 0 | 0
2020-05-02 19:14 | 0.00 | 0 | 0 | 0 | 0 | 0 | 0 | 0 | 0 | 0 | 0 | 0 | 0 | 0 | 0 | 0 | 0 | 0 | 0 | 0 | 0 | 0 | 0
2020-05-02 19:15 | 0.00 | 0 | 0 | 0 | 0 | 0 | 0 | 0 | 0 | 0 | 0 | 0 | 0 | 0 | 0 | 0 | 0 | 0 | 0 | 0 | 0 | 0 | 0
2020-05-02 19:16 | 0.00 | 0 | 0 | 0 | 0 | 0 | 0 | 0 | 0 | 0 | 0 | 0 | 0 | 0 | 0 | 0 | 0 | 0 | 0 | 0 | 0 | 0 | 0
2020-05-02 19:17 | 0.00 | 0 | 0 | 0 | 0 | 0 | 0 | 0 | 0 | 0 | 0 | 0 | 0 | 0 | 0 | 0 | 0 | 0 | 0 | 0 | 0 | 0 | 0
2020-05-02 19:18 | 0.00 | 0.14643 | 0.14994 | 0.14388 | 0.15793 | 0.13728 | 0.14676 | 0.1679 | 0.12978 | 0.14855 | 0.16388 | 0.12723 | 0.13419 | 0.12449 | 0.11711 | 0.1611 | 0.4193 | 0.11983 | 0.14566 | 0.14566 | 0.11711 | 0.12116 | 0.091857
2020-05-02 19:19 | 0.00 | 16.4096 | 16.5483 | 16.2961 | 16.8886 | 16.2572 | 16.2875 | 17.2029 | 16.213 | 16.4912 | 16.4139 | 16.0732 | 16.239 | 15.1958 | 15.1371 | 16.3975 | 17.896 | 16.611 | 16.7631 | 16.7631 | 15.1371 | 16.5545 | 14.918
2020-05-02 19:20 | 0.00 | 52.6632 | 52.9328 | 52.1661 | 54.1215 | 52.1303 | 52.391 | 55.1671 | 52.0895 | 52.7401 | 52.2743 | 51.6058 | 52.1135 | 48.3177 | 48.2197 | 52.2593 | 53.5345 | 54.0452 | 54.1847 | 54.1847 | 48.2197 | 53.7176 | 47.8093
2020-05-02 19:21 | 0.00 | 44.9918 | 44.8972 | 45.0958 | 45.0398 | 45.0593 | 44.3221 | 44.6666 | 45.0177 | 44.8771 | 45.206 | 44.9549 | 45.0421 | 43.8838 | 43.838 | 45.1907 | 46.5145 | 43.9274 | 44.0712 | 44.0712 | 43.838 | 44.4301 | 43.6748
2020-05-02 19:22 | 0.00 | 90.3784 | 89.5259 | 90.0968 | 90.2495 | 90.0681 | 89.4972 | 89.6973 | 90.0352 | 89.4369 | 90.1825 | 89.7814 | 90.0545 | 86.5629 | 86.5175 | 90.1707 | 90.9252 | 89.301 | 89.4151 | 89.4151 | 86.5175 | 89.9855 | 86.3492
2020-05-02 19:23 | 0.00 | 120.7483 | 118.1332 | 119.5593 | 119.696 | 119.5385 | 120.3441 | 118.8786 | 119.5144 | 117.9636 | 119.6199 | 119.0307 | 119.5286 | 113.1977 | 113.1665 | 119.6117 | 119.7851 | 120.2028 | 120.2851 | 120.2851 | 113.1665 | 120.8192 | 113.0658
2020-05-02 19:24 | 0.00 | 88.5731 | 87.1272 | 88.269 | 87.6465 | 88.2404 | 87.7675 | 86.5176 | 88.2076 | 87.087 | 88.3542 | 88.0656 | 88.2269 | 85.2347 | 85.2145 | 88.3425 | 89.0858 | 86.81 | 86.9239 | 86.9239 | 85.2145 | 87.7289 | 85.1693
2020-05-02 19:25 | 0.00 | 60.0147 | 59.6251 | 60.141 | 59.7296 | 60.107 | 59.1519 | 58.9828 | 60.0682 | 59.6194 | 60.2433 | 60.033 | 60.091 | 58.7496 | 58.7159 | 60.2292 | 61.369 | 58.3884 | 58.5232 | 58.5232 | 58.7159 | 59.1475 | 58.6081
2020-05-02 19:26 | 0.00 | 49.4924 | 49.1474 | 49.6121 | 49.205 | 49.576 | 48.7656 | 48.5333 | 49.535 | 49.1478 | 49.721 | 49.5174 | 49.5591 | 48.5179 | 48.4829 | 49.7059 | 50.9978 | 48.0164 | 48.1588 | 48.1588 | 48.4829 | 48.6811 | 48.3722
2020-05-02 19:27 | 0.00 | 41.2855 | 40.8588 | 41.3542 | 40.8978 | 41.3171 | 40.7127 | 40.2471 | 41.2748 | 40.8642 | 41.4665 | 41.2703 | 41.2996 | 40.4358 | 40.4025 | 41.4509 | 42.8216 | 39.9296 | 40.0758 | 40.0758 | 40.4025 | 40.5196 | 40.3016
2020-05-02 19:28 | 0.00 | 22.2713 | 21.9377 | 22.2854 | 21.9459 | 22.2466 | 21.9893 | 21.5603 | 22.2026 | 21.9442 | 22.4029 | 22.2096 | 22.2285 | 21.777 | 21.741 | 22.3866 | 23.8777 | 21.34 | 21.4922 | 21.4922 | 21.741 | 21.7055 | 21.6298
2020-05-02 19:29 | 0.00 | 3.7541 | 3.6416 | 3.729 | 3.6413 | 3.6961 | 3.746 | 3.5796 | 3.6587 | 3.6421 | 3.8289 | 3.6669 | 3.6807 | 3.6083 | 3.5753 | 3.815 | 5.1024 | 3.3687 | 3.4977 | 3.4977 | 3.5753 | 3.4736 | 3.47
2020-05-02 19:30 | 0.00 | 0 | 0 | 0 | 0 | 0 | 0 | 0 | 0 | 0 | 0 | 0 | 0 | 0 | 0 | 0 | 0 | 0 | 0 | 0 | 0 | 0 | 0
2020-05-02 19:31 | 0.00 | 0 | 0 | 0 | 0 | 0 | 0 | 0 | 0 | 0 | 0 | 0 | 0 | 0 | 0 | 0 | 0 | 0 | 0 | 0 | 0 | 0 | 0
2020-05-02 19:32 | 0.00 | 0 | 0 | 0 | 0 | 0 | 0 | 0 | 0 | 0 | 0 | 0 | 0 | 0 | 0 | 0 | 0 | 0 | 0 | 0 | 0 | 0 | 0
2020-05-02 19:33 | 0.00 | 0 | 0 | 0 | 0 | 0 | 0 | 0 | 0 | 0 | 0 | 0 | 0 | 0 | 0 | 0 | 0 | 0 | 0 | 0 | 0 | 0 | 0
2020-05-02 19:34 | 0.00 | 0 | 0 | 0 | 0 | 0 | 0 | 0 | 0 | 0 | 0 | 0 | 0 | 0 | 0 | 0 | 0 | 0 | 0 | 0 | 0 | 0 | 0
2020-05-02 19:35 | 0.00 | 0 | 0 | 0 | 0 | 0 | 0 | 0 | 0 | 0 | 0 | 0 | 0 | 0 | 0 | 0 | 0 | 0 | 0 | 0 | 0 | 0 | 0
2020-05-02 19:36 | 0.00 | 0 | 0 | 0 | 0 | 0 | 0 | 0 | 0 | 0 | 0 | 0 | 0 | 0 | 0 | 0 | 0 | 0 | 0 | 0 | 0 | 0 | 0
2020-05-02 19:37 | 0.00 | 0 | 0 | 0 | 0 | 0 | 0 | 0 | 0 | 0 | 0 | 0 | 0 | 0 | 0 | 0 | 0 | 0 | 0 | 0 | 0 | 0 | 0
2020-05-02 19:38 | 0.00 | 0 | 0 | 0 | 0 | 0 | 0 | 0 | 0 | 0 | 0 | 0 | 0 | 0 | 0 | 0 | 0 | 0 | 0 | 0 | 0 | 0 | 0
2020-05-02 19:39 | 0.00 | 0 | 0 | 0 | 0 | 0 | 0 | 0 | 0 | 0 | 0 | 0 | 0 | 0 | 0 | 0 | 0 | 0 | 0 | 0 | 0 | 0 | 0
2020-05-02 19:40 | 0.00 | 0 | 0 | 0 | 0 | 0 | 0 | 0 | 0 | 0 | 0 | 0 | 0 | 0 | 0 | 0 | 0 | 0 | 0 | 0 | 0 | 0 | 0
2020-05-02 19:41 | 0.00 | 0 | 0 | 0 | 0 | 0 | 0 | 0 | 0 | 0 | 0 | 0 | 0 | 0 | 0 | 0 | 0 | 0 | 0 | 0 | 0 | 0 | 0
2020-05-02 19:42 | 0.00 | 0.18823 | 0.19265 | 0.18535 | 0.20199 | 0.17876 | 0.18835 | 0.21395 | 0.17126 | 0.19104 | 0.20535 | 0.16833 | 0.17567 | 0.16442 | 0.15704 | 0.20257 | 0.61824 | 0.16428 | 0.19011 | 0.19011 | 0.15704 | 0.16474 | 0.13179
2020-05-02 19:43 | 0.00 | 20.0295 | 20.2678 | 19.7912 | 20.8508 | 19.7525 | 19.9657 | 21.4864 | 19.7085 | 20.1704 | 19.9085 | 19.4724 | 19.7344 | 18.0931 | 18.0241 | 19.8922 | 21.3779 | 20.7642 | 20.9154 | 20.9154 | 18.0241 | 20.5328 | 17.7575
2020-05-02 19:44 | 0.00 | 108.163 | 107.8273 | 100.3143 | 119.4224 | 100.2903 | 113.3787 | 132.1988 | 100.2626 | 106.0122 | 100.3852 | 95.6842 | 100.2789 | 67.831 | 67.2448 | 100.3755 | 100.787 | 132.2492 | 132.2967 | 132.2967 | 67.2448 | 124.2744 | 64.5134
2020-05-02 19:45 | 0.00 | 206.0129 | 196.3801 | 190.1154 | 216.5739 | 190.122 | 217.0733 | 233.7214 | 190.1283 | 193.4646 | 190.0892 | 182.6641 | 190.1247 | 130.9461 | 130.1677 | 190.0935 | 188.26 | 243.4879 | 243.3547 | 243.3547 | 130.1677 | 231.2657 | 126.545
2020-05-02 19:46 | 0.00 | 193.1104 | 181.538 | 182.8545 | 193.1366 | 182.8586 | 199.7956 | 198.9504 | 182.8621 | 180.0448 | 182.8363 | 178.9693 | 182.8602 | 147.5909 | 147.3188 | 182.8394 | 181.2283 | 210.2784 | 210.209 | 210.209 | 147.3188 | 204.9929 | 146.1132
2020-05-02 19:47 | 0.00 | 208.6516 | 192.4291 | 198.4338 | 202.4323 | 198.4469 | 215.3747 | 203.5032 | 198.4606 | 191.3237 | 198.3868 | 195.48 | 198.4527 | 166.9753 | 166.9237 | 198.394 | 196.6101 | 219.8121 | 219.7151 | 219.7151 | 166.9237 | 216.6667 | 166.7863
2020-05-02 19:48 | 0.00 | 67.2592 | 63.7195 | 65.5389 | 65.3324 | 65.5102 | 68.0253 | 64.6074 | 65.4774 | 63.5682 | 65.6243 | 65.0405 | 65.4967 | 59.8137 | 59.7956 | 65.6125 | 66.3609 | 67.6553 | 67.7631 | 67.7631 | 59.7956 | 67.729 | 59.7774
2020-05-02 19:49 | 0.00 | 51.2737 | 50.9734 | 51.4037 | 51.045 | 51.3679 | 50.5145 | 50.4001 | 51.3272 | 50.9703 | 51.5116 | 51.3016 | 51.3511 | 50.2508 | 50.2145 | 51.4966 | 52.766 | 49.8101 | 49.9513 | 49.9513 | 50.2145 | 50.477 | 50.0963
2020-05-02 19:50 | 0.00 | 46.3607 | 46.0671 | 46.4856 | 46.1138 | 46.4491 | 45.6682 | 45.4925 | 46.4075 | 46.0676 | 46.596 | 46.392 | 46.4319 | 45.4785 | 45.4422 | 46.5807 | 47.907 | 44.9572 | 45.1013 | 45.1013 | 45.4422 | 45.5837 | 45.3257
2020-05-02 19:51 | 0.00 | 15.431 | 15.316 | 15.4759 | 15.3235 | 15.4368 | 15.1956 | 15.089 | 15.3923 | 15.3174 | 15.5943 | 15.3895 | 15.4184 | 15.1124 | 15.0706 | 15.5779 | 17.0922 | 14.756 | 14.9093 | 14.9093 | 15.0706 | 15.0057 | 14.9306
2020-05-02 19:52 | 0.00 | 8.0277 | 7.9271 | 8.0412 | 7.9293 | 8.0018 | 7.916 | 7.788 | 7.957 | 7.9287 | 8.1607 | 7.9574 | 7.9833 | 7.8208 | 7.7786 | 8.1441 | 9.6808 | 7.5289 | 7.6833 | 7.6833 | 7.7786 | 7.6875 | 7.6371
2020-05-02 19:53 | 0.00 | 3.4551 | 3.3411 | 3.4283 | 3.3408 | 3.402 | 3.4511 | 3.2876 | 3.3721 | 3.3416 | 3.5082 | 3.3803 | 3.3897 | 3.3217 | 3.2961 | 3.4971 | 4.6658 | 3.1219 | 3.225 | 3.225 | 3.2961 | 3.2165 | 3.2154
2020-05-02 19:54 | 0.00 | 0 | 0 | 0 | 0 | 0 | 0 | 0 | 0 | 0 | 0 | 0 | 0 | 0 | 0 | 0 | 0 | 0 | 0 | 0 | 0 | 0 | 0
2020-05-02 19:55 | 0.00 | 0 | 0 | 0 | 0 | 0 | 0 | 0 | 0 | 0 | 0 | 0 | 0 | 0 | 0 | 0 | 0 | 0 | 0 | 0 | 0 | 0 | 0
2020-05-02 19:56 | 0.00 | 0 | 0 | 0 | 0 | 0 | 0 | 0 | 0 | 0 | 0 | 0 | 0 | 0 | 0 | 0 | 0 | 0 | 0 | 0 | 0 | 0 | 0
2020-05-02 19:57 | 0.00 | 0 | 0 | 0 | 0 | 0 | 0 | 0 | 0 | 0 | 0 | 0 | 0 | 0 | 0 | 0 | 0 | 0 | 0 | 0 | 0 | 0 | 0
2020-05-02 19:58 | 0.00 | 0 | 0 | 0 | 0 | 0 | 0 | 0 | 0 | 0 | 0 | 0 | 0 | 0 | 0 | 0 | 0 | 0 | 0 | 0 | 0 | 0 | 0
2020-05-02 19:59 | 0.00 | 0 | 0 | 0 | 0 | 0 | 0 | 0 | 0 | 0 | 0 | 0 | 0 | 0 | 0 | 0 | 0 | 0 | 0 | 0 | 0 | 0 | 0
2020-05-02 20:00 | 0.00 | 0 | 0 | 0 | 0 | 0 | 0 | 0 | 0 | 0 | 0 | 0 | 0 | 0 | 0 | 0 | 0 | 0 | 0 | 0 | 0 | 0 | 0
2020-05-02 20:01 | 0.00 | 0 | 0 | 0 | 0 | 0 | 0 | 0 | 0 | 0 | 0 | 0 | 0 | 0 | 0 | 0 | 0 | 0 | 0 | 0 | 0 | 0 | 0
2020-05-02 20:02 | 0.00 | 0 | 0 | 0 | 0 | 0 | 0 | 0 | 0 | 0 | 0 | 0 | 0 | 0 | 0 | 0 | 0 | 0 | 0 | 0 | 0 | 0 | 0
2020-05-02 20:03 | 0.00 | 0 | 0 | 0 | 0 | 0 | 0 | 0 | 0 | 0 | 0 | 0 | 0 | 0 | 0 | 0 | 0 | 0 | 0 | 0 | 0 | 0 | 0
2020-05-02 20:04 | 0.00 | 0 | 0 | 0 | 0 | 0 | 0 | 0 | 0 | 0 | 0 | 0 | 0 | 0 | 0 | 0 | 0 | 0 | 0 | 0 | 0 | 0 | 0
2020-05-02 20:05 | 0.00 | 0 | 0 | 0 | 0 | 0 | 0 | 0 | 0 | 0 | 0 | 0 | 0 | 0 | 0 | 0 | 0 | 0 | 0 | 0 | 0 | 0 | 0
2020-05-02 20:06 | 0.00 | 0 | 0 | 0 | 0 | 0 | 0 | 0 | 0 | 0 | 0 | 0 | 0 | 0 | 0 | 0 | 0.25994 | 0 | 0 | 0 | 0 | 0 | 0
2020-05-02 20:07 | 0.00 | 8.1926 | 8.1965 | 8.2023 | 8.249 | 8.1629 | 8.0763 | 8.2166 | 8.1181 | 8.1877 | 8.3216 | 8.0949 | 8.1444 | 7.8877 | 7.8417 | 8.3051 | 9.8398 | 7.853 | 8.0073 | 8.0073 | 7.8417 | 7.9561 | 7.6825
2020-05-02 20:08 | 0.00 | 26.278 | 26.2681 | 26.3226 | 26.394 | 26.2842 | 25.8961 | 26.2473 | 26.2405 | 26.2482 | 26.4389 | 26.1841 | 26.2662 | 25.4911 | 25.4423 | 26.4228 | 27.8872 | 25.6603 | 25.811 | 25.811 | 25.4423 | 25.9326 | 25.2676
2020-05-02 20:09 | 0.00 | 45.8246 | 45.7264 | 45.9309 | 45.8694 | 45.8946 | 45.1436 | 45.4869 | 45.8533 | 45.7063 | 46.0404 | 45.7904 | 45.8776 | 44.7054 | 44.6599 | 46.0252 | 47.3313 | 44.743 | 44.8859 | 44.8859 | 44.6599 | 45.2547 | 44.4979
2020-05-02 20:10 | 0.00 | 73.9612 | 73.2903 | 73.6359 | 74.0296 | 73.6038 | 73.3146 | 73.7708 | 73.5671 | 73.1936 | 73.7322 | 73.3005 | 73.5887 | 70.3453 | 70.2907 | 73.7189 | 74.7194 | 73.372 | 73.4983 | 73.4983 | 70.2907 | 73.8201 | 70.0828
2020-05-02 20:11 | 0.00 | 104.9149 | 102.919 | 104.0838 | 104.0934 | 104.0592 | 104.3809 | 103.3113 | 104.0308 | 102.7921 | 104.1564 | 103.6652 | 104.0475 | 99.0404 | 99.0075 | 104.1465 | 104.5988 | 104.0888 | 104.1856 | 104.1856 | 99.0075 | 104.74 | 98.9003
2020-05-02 20:12 | 0.00 | 94.1664 | 93.3684 | 94.2014 | 93.6829 | 94.1734 | 92.977 | 92.6156 | 94.1413 | 93.3416 | 94.2847 | 94.0406 | 94.1602 | 91.6756 | 91.6491 | 94.2733 | 94.9729 | 92.0842 | 92.1969 | 92.1969 | 91.6491 | 93.1357 | 91.5687
2020-05-02 20:13 | 0.00 | 146.2123 | 133.1009 | 141.2283 | 136.3297 | 141.2163 | 149.2679 | 131.2676 | 141.202 | 132.9743 | 141.2609 | 140.6611 | 141.2105 | 129.1925 | 129.363 | 141.2567 | 140.7826 | 144.5921 | 144.6355 | 144.6355 | 129.363 | 145.6693 | 130.2776
2020-05-02 20:14 | 0.00 | 117.4422 | 108.833 | 114.7482 | 110.238 | 114.7256 | 118.7135 | 105.7886 | 114.6995 | 108.8606 | 114.8145 | 114.6018 | 114.7149 | 108.2938 | 108.4201 | 114.8055 | 115.1117 | 114.166 | 114.2569 | 114.2569 | 108.4201 | 115.7156 | 109.1069
2020-05-02 20:15 | 0.00 | 73.4323 | 69.7888 | 72.5257 | 70.2069 | 72.4934 | 73.4695 | 67.8647 | 72.4566 | 69.8267 | 72.6225 | 72.4724 | 72.4783 | 69.7865 | 69.8215 | 72.6091 | 73.6216 | 70.9121 | 71.0402 | 71.0402 | 69.8215 | 72.0306 | 70.058
2020-05-02 20:16 | 0.00 | 39.5385 | 37.3132 | 39.0384 | 37.404 | 39.0012 | 39.6059 | 36.0727 | 38.9589 | 37.3561 | 39.1509 | 39.0309 | 38.9838 | 37.8257 | 37.8348 | 39.1353 | 40.5104 | 37.6341 | 37.7806 | 37.7806 | 37.8348 | 38.401 | 37.9483
2020-05-02 20:17 | 0.00 | 4.1769 | 4.051 | 4.1493 | 4.0508 | 4.1164 | 4.1671 | 3.9833 | 4.079 | 4.0518 | 4.2491 | 4.0871 | 4.101 | 4.0169 | 3.984 | 4.2352 | 5.5214 | 3.7826 | 3.9079 | 3.9079 | 3.984 | 3.89 | 3.8796
2020-05-02 20:18 | 0.00 | 0 | 0 | 0 | 0 | 0 | 0 | 0 | 0 | 0 | 0 | 0 | 0 | 0 | 0 | 0 | 0 | 0 | 0 | 0 | 0 | 0 | 0
2020-05-02 20:19 | 0.00 | 0 | 0 | 0 | 0 | 0 | 0 | 0 | 0 | 0 | 0 | 0 | 0 | 0 | 0 | 0 | 0 | 0 | 0 | 0 | 0 | 0 | 0
2020-05-02 20:20 | 0.00 | 0 | 0 | 0 | 0 | 0 | 0 | 0 | 0 | 0 | 0 | 0 | 0 | 0 | 0 | 0 | 0 | 0 | 0 | 0 | 0 | 0 | 0
2020-05-02 20:21 | 0.00 | 0 | 0 | 0 | 0 | 0 | 0 | 0 | 0 | 0 | 0 | 0 | 0 | 0 | 0 | 0 | 0 | 0 | 0 | 0 | 0 | 0 | 0
2020-05-02 20:22 | 0.00 | 0 | 0 | 0 | 0 | 0 | 0 | 0 | 0 | 0 | 0 | 0 | 0 | 0 | 0 | 0 | 0 | 0 | 0 | 0 | 0 | 0 | 0
2020-05-02 20:23 | 0.00 | 0 | 0 | 0 | 0 | 0 | 0 | 0 | 0 | 0 | 0 | 0 | 0 | 0 | 0 | 0 | 0 | 0 | 0 | 0 | 0 | 0 | 0
2020-05-02 20:24 | 0.00 | 0 | 0 | 0 | 0 | 0 | 0 | 0 | 0 | 0 | 0 | 0 | 0 | 0 | 0 | 0 | 0 | 0 | 0 | 0 | 0 | 0 | 0
2020-05-02 20:25 | 0.00 | 0 | 0 | 0 | 0 | 0 | 0 | 0 | 0 | 0 | 0 | 0 | 0 | 0 | 0 | 0 | 0 | 0 | 0 | 0 | 0 | 0 | 0
2020-05-02 20:26 | 0.00 | 0 | 0 | 0 | 0 | 0 | 0 | 0 | 0 | 0 | 0 | 0 | 0 | 0 | 0 | 0 | 0 | 0 | 0 | 0 | 0 | 0 | 0
2020-05-02 20:27 | 0.00 | 0 | 0 | 0 | 0 | 0 | 0 | 0 | 0 | 0 | 0 | 0 | 0 | 0 | 0 | 0 | 0 | 0 | 0 | 0 | 0 | 0 | 0
2020-05-02 20:28 | 0.00 | 0 | 0 | 0 | 0 | 0 | 0 | 0 | 0 | 0 | 0 | 0 | 0 | 0 | 0 | 0 | 0 | 0 | 0 | 0 | 0 | 0 | 0
2020-05-02 20:29 | 0.00 | 0 | 0 | 0 | 0 | 0 | 0 | 0 | 0 | 0 | 0 | 0 | 0 | 0 | 0 | 0 | 0 | 0 | 0 | 0 | 0 | 0 | 0
2020-05-02 20:30 | 0.00 | 0.11777 | 0.12105 | 0.11464 | 0.12971 | 0.10805 | 0.1191 | 0.14089 | 0.10055 | 0.11957 | 0.13464 | 0.097902 | 0.10496 | 0.095834 | 0.088452 | 0.13187 | 0.49972 | 0.093611 | 0.11945 | 0.11945 | 0.088452 | 0.093895 | 0.063198
2020-05-02 20:31 | 0.00 | 21.5029 | 21.6913 | 21.324 | 22.182 | 21.2854 | 21.3741 | 22.6626 | 21.2415 | 21.6098 | 21.441 | 21.044 | 21.2673 | 19.8389 | 19.7758 | 21.4247 | 22.9038 | 21.9658 | 22.1169 | 22.1169 | 19.7758 | 21.8347 | 19.5375
2020-05-02 20:32 | 0.00 | 80.8337 | 80.9427 | 78.0964 | 85.4162 | 78.0651 | 82.1325 | 90.1502 | 78.0292 | 80.2421 | 78.1904 | 76.2776 | 78.0503 | 65.4543 | 65.2138 | 78.1775 | 79.1248 | 89.2548 | 89.3685 | 89.3685 | 65.2138 | 86.5658 | 64.125
2020-05-02 20:33 | 0.00 | 72.7557 | 72.4892 | 72.6235 | 73.0951 | 72.5909 | 71.9425 | 72.9099 | 72.5536 | 72.4018 | 72.7217 | 72.3154 | 72.5755 | 69.7468 | 69.6877 | 72.7081 | 73.7508 | 72.0587 | 72.1877 | 72.1877 | 69.6877 | 72.5402 | 69.4565
2020-05-02 20:34 | 0.00 | 111.7994 | 108.7599 | 109.8939 | 111.122 | 109.8718 | 112.131 | 111.1603 | 109.8462 | 108.4767 | 109.9587 | 109.0801 | 109.8613 | 101.5129 | 101.4517 | 109.95 | 110.2213 | 113.1303 | 113.2114 | 113.2114 | 101.4517 | 113.0507 | 101.2159
2020-05-02 20:35 | 0.00 | 180.3168 | 169.6778 | 174.212 | 175.6418 | 174.2109 | 183.7512 | 175.1805 | 174.2088 | 169.0497 | 174.2101 | 172.4757 | 174.2102 | 154.718 | 154.7051 | 174.2108 | 172.9383 | 185.3433 | 185.3322 | 185.3322 | 154.7051 | 184.219 | 154.7221
2020-05-02 20:36 | 0.00 | 173.9183 | 162.4428 | 168.6971 | 166.7844 | 168.6936 | 176.7491 | 163.8572 | 168.6888 | 162.0932 | 168.7028 | 167.6253 | 168.6917 | 153.4889 | 153.5732 | 168.7025 | 167.6064 | 174.9739 | 174.981 | 174.981 | 153.5732 | 175.2206 | 154.0577
2020-05-02 20:37 | 0.00 | 160.0979 | 146.8581 | 154.8324 | 150.5174 | 154.824 | 163.2379 | 145.8219 | 154.8136 | 146.6669 | 154.8538 | 154.1122 | 154.8198 | 141.4522 | 141.6094 | 154.8513 | 154.1183 | 159.1274 | 159.1562 | 159.1562 | 141.6094 | 160.0277 | 142.4569
2020-05-02 20:38 | 0.00 | 190.1556 | 152.7827 | 176.5961 | 159.5316 | 176.5964 | 201.1951 | 144.2044 | 176.5957 | 152.8142 | 176.5898 | 176.044 | 176.5962 | 152.5898 | 153.2311 | 176.5912 | 175.2181 | 185.7231 | 185.7098 | 185.7098 | 153.2311 | 187.9157 | 156.5206
2020-05-02 20:39 | 0.00 | 77.7418 | 73.0444 | 76.4719 | 73.6068 | 76.4406 | 78.0949 | 70.7982 | 76.4048 | 73.09 | 76.5657 | 76.4214 | 76.4258 | 73.1923 | 73.2482 | 76.5528 | 77.4963 | 75.0339 | 75.1584 | 75.1584 | 73.2482 | 76.233 | 73.5888
2020-05-02 20:40 | 0.00 | 32.1851 | 31.3294 | 32.0804 | 31.3645 | 32.0424 | 31.9132 | 30.656 | 31.9993 | 31.3455 | 32.1951 | 32.0211 | 32.0246 | 31.2788 | 31.2554 | 32.1792 | 33.6072 | 30.8737 | 31.0228 | 31.0228 | 31.2554 | 31.4094 | 31.2063
2020-05-02 20:41 | 0.00 | 5.2498 | 5.0976 | 5.2199 | 5.0975 | 5.1937 | 5.228 | 5.0217 | 5.1638 | 5.0988 | 5.2996 | 5.1729 | 5.1813 | 5.0747 | 5.0499 | 5.2886 | 6.4354 | 4.8596 | 4.9626 | 4.9626 | 5.0499 | 4.9814 | 4.9734
2020-05-02 20:42 | 0.00 | 0 | 0 | 0 | 0 | 0 | 0 | 0 | 0 | 0 | 0 | 0 | 0 | 0 | 0 | 0 | 0 | 0 | 0 | 0 | 0 | 0 | 0
2020-05-02 20:43 | 0.00 | 0 | 0 | 0 | 0 | 0 | 0 | 0 | 0 | 0 | 0 | 0 | 0 | 0 | 0 | 0 | 0 | 0 | 0 | 0 | 0 | 0 | 0
2020-05-02 20:44 | 0.00 | 0 | 0 | 0 | 0 | 0 | 0 | 0 | 0 | 0 | 0 | 0 | 0 | 0 | 0 | 0 | 0 | 0 | 0 | 0 | 0 | 0 | 0
2020-05-02 20:45 | 0.00 | 0 | 0 | 0 | 0 | 0 | 0 | 0 | 0 | 0 | 0 | 0 | 0 | 0 | 0 | 0 | 0 | 0 | 0 | 0 | 0 | 0 | 0
2020-05-02 20:46 | 0.00 | 0 | 0 | 0 | 0 | 0 | 0 | 0 | 0 | 0 | 0 | 0 | 0 | 0 | 0 | 0 | 0 | 0 | 0 | 0 | 0 | 0 | 0
2020-05-02 20:47 | 0.00 | 0 | 0 | 0 | 0 | 0 | 0 | 0 | 0 | 0 | 0 | 0 | 0 | 0 | 0 | 0 | 0 | 0 | 0 | 0 | 0 | 0 | 0
2020-05-02 20:48 | 0.00 | 0 | 0 | 0 | 0 | 0 | 0 | 0 | 0 | 0 | 0 | 0 | 0 | 0 | 0 | 0 | 0 | 0 | 0 | 0 | 0 | 0 | 0
2020-05-02 20:49 | 0.00 | 0 | 0 | 0 | 0 | 0 | 0 | 0 | 0 | 0 | 0 | 0 | 0 | 0 | 0 | 0 | 0 | 0 | 0 | 0 | 0 | 0 | 0
2020-05-02 20:50 | 0.00 | 0 | 0 | 0 | 0 | 0 | 0 | 0 | 0 | 0 | 0 | 0 | 0 | 0 | 0 | 0 | 0 | 0 | 0 | 0 | 0 | 0 | 0
2020-05-02 20:51 | 0.00 | 0 | 0 | 0 | 0 | 0 | 0 | 0 | 0 | 0 | 0 | 0 | 0 | 0 | 0 | 0 | 0 | 0 | 0 | 0 | 0 | 0 | 0
2020-05-02 20:52 | 0.00 | 0 | 0 | 0 | 0 | 0 | 0 | 0 | 0 | 0 | 0 | 0 | 0 | 0 | 0 | 0 | 0 | 0 | 0 | 0 | 0 | 0 | 0
2020-05-02 20:53 | 0.00 | 0 | 0 | 0 | 0 | 0 | 0 | 0 | 0 | 0 | 0 | 0 | 0 | 0 | 0 | 0 | 0 | 0 | 0 | 0 | 0 | 0 | 0
2020-05-02 20:54 | 0.00 | 0 | 0 | 0 | 0 | 0 | 0 | 0 | 0 | 0 | 0 | 0 | 0 | 0 | 0 | 0 | 0 | 0 | 0 | 0 | 0 | 0 | 0
2020-05-02 20:55 | 0.00 | 3.9946 | 3.9845 | 4.0008 | 4.0046 | 3.9679 | 3.9365 | 3.971 | 3.9305 | 3.9812 | 4.1006 | 3.921 | 3.9525 | 3.8352 | 3.7976 | 4.0867 | 5.4457 | 3.7263 | 3.8487 | 3.8487 | 3.7976 | 3.792 | 3.6822
2020-05-02 20:56 | 0.00 | 20.5552 | 20.535 | 20.6129 | 20.5979 | 20.574 | 20.2365 | 20.4285 | 20.5298 | 20.5252 | 20.7308 | 20.4995 | 20.5558 | 20.0343 | 19.988 | 20.7144 | 22.2141 | 19.9221 | 20.0747 | 20.0747 | 19.988 | 20.1774 | 19.8259
2020-05-02 20:57 | 0.00 | 24.4193 | 24.377 | 24.5029 | 24.4224 | 24.4643 | 24.0292 | 24.1775 | 24.4204 | 24.3705 | 24.6198 | 24.3969 | 24.4462 | 23.8945 | 23.8496 | 24.6036 | 26.0816 | 23.6412 | 23.7928 | 23.7928 | 23.8496 | 23.9626 | 23.694
2020-05-02 20:58 | 0.00 | 29.1048 | 29.032 | 29.206 | 29.0737 | 29.1681 | 28.6419 | 28.7578 | 29.1249 | 29.0269 | 29.3209 | 29.1036 | 29.1503 | 28.5262 | 28.483 | 29.3049 | 30.7355 | 28.1956 | 28.3448 | 28.3448 | 28.483 | 28.5813 | 28.3345
2020-05-02 20:59 | 0.00 | 63.5879 | 63.3744 | 63.7733 | 63.4858 | 63.7391 | 62.6211 | 62.8122 | 63.7001 | 63.3625 | 63.8763 | 63.6516 | 63.723 | 62.3222 | 62.2835 | 63.8621 | 65.0188 | 61.9662 | 62.1019 | 62.1019 | 62.2835 | 62.7366 | 62.151
2020-05-02 21:00 | 0.00 | 60.2662 | 60.0281 | 60.4469 | 60.1135 | 60.4122 | 59.3474 | 59.4284 | 60.3726 | 60.021 | 60.5514 | 60.3363 | 60.3958 | 59.116 | 59.0786 | 60.537 | 61.7292 | 58.6515 | 58.7889 | 58.7889 | 59.0786 | 59.4063 | 58.9533
2020-05-02 21:01 | 0.00 | 80.2859 | 79.5668 | 80.361 | 79.7571 | 80.33 | 79.2352 | 78.7226 | 80.2945 | 79.5572 | 80.4539 | 80.2399 | 80.3154 | 78.3909 | 78.3649 | 80.4411 | 81.3632 | 78.2645 | 78.3885 | 78.3885 | 78.3649 | 79.2392 | 78.2909
2020-05-02 21:02 | 0.00 | 72.5869 | 71.6213 | 72.5808 | 71.7814 | 72.5482 | 71.7125 | 70.6426 | 72.5109 | 71.6234 | 72.6789 | 72.4825 | 72.5328 | 70.7843 | 70.764 | 72.6653 | 73.7068 | 70.5636 | 70.6935 | 70.6935 | 70.764 | 71.5092 | 70.7213
2020-05-02 21:03 | 0.00 | 57.3021 | 56.2292 | 57.2191 | 56.3458 | 57.184 | 56.695 | 55.2618 | 57.144 | 56.2408 | 57.3249 | 57.1407 | 57.1676 | 55.7734 | 55.7549 | 57.3103 | 58.5308 | 55.4951 | 55.6339 | 55.6339 | 55.7549 | 56.3042 | 55.7251
2020-05-02 21:04 | 0.00 | 17.442 | 17.1891 | 17.4537 | 17.1996 | 17.4148 | 17.2194 | 16.8935 | 17.3705 | 17.1934 | 17.5717 | 17.3733 | 17.3965 | 17.0325 | 16.9941 | 17.5554 | 19.0588 | 16.6711 | 16.8239 | 16.8239 | 16.9941 | 16.9616 | 16.8713
2020-05-02 21:05 | 0.00 | 0.96319 | 0.9436 | 0.96213 | 0.94361 | 0.95555 | 0.95313 | 0.92832 | 0.94807 | 0.94383 | 0.98209 | 0.94864 | 0.95246 | 0.9325 | 0.92558 | 0.97931 | 1.3919 | 0.88656 | 0.91234 | 0.91234 | 0.92558 | 0.90909 | 0.90263
2020-05-02 21:06 | 0.00 | 0 | 0 | 0 | 0 | 0 | 0 | 0 | 0 | 0 | 0 | 0 | 0 | 0 | 0 | 0 | 0 | 0 | 0 | 0 | 0 | 0 | 0
2020-05-02 21:07 | 0.00 | 0 | 0 | 0 | 0 | 0 | 0 | 0 | 0 | 0 | 0 | 0 | 0 | 0 | 0 | 0 | 0 | 0 | 0 | 0 | 0 | 0 | 0
2020-05-02 21:08 | 0.00 | 0 | 0 | 0 | 0 | 0 | 0 | 0 | 0 | 0 | 0 | 0 | 0 | 0 | 0 | 0 | 0 | 0 | 0 | 0 | 0 | 0 | 0
2020-05-02 21:09 | 0.00 | 0 | 0 | 0 | 0 | 0 | 0 | 0 | 0 | 0 | 0 | 0 | 0 | 0 | 0 | 0 | 0 | 0 | 0 | 0 | 0 | 0 | 0
2020-05-02 21:10 | 0.00 | 0 | 0 | 0 | 0 | 0 | 0 | 0 | 0 | 0 | 0 | 0 | 0 | 0 | 0 | 0 | 0 | 0 | 0 | 0 | 0 | 0 | 0
2020-05-02 21:11 | 0.00 | 0 | 0 | 0 | 0 | 0 | 0 | 0 | 0 | 0 | 0 | 0 | 0 | 0 | 0 | 0 | 0 | 0 | 0 | 0 | 0 | 0 | 0
2020-05-02 21:12 | 0.00 | 0 | 0 | 0 | 0 | 0 | 0 | 0 | 0 | 0 | 0 | 0 | 0 | 0 | 0 | 0 | 0 | 0 | 0 | 0 | 0 | 0 | 0
2020-05-02 21:13 | 0.00 | 0 | 0 | 0 | 0 | 0 | 0 | 0 | 0 | 0 | 0 | 0 | 0 | 0 | 0 | 0 | 0 | 0 | 0 | 0 | 0 | 0 | 0
2020-05-02 21:14 | 0.00 | 0 | 0 | 0 | 0 | 0 | 0 | 0 | 0 | 0 | 0 | 0 | 0 | 0 | 0 | 0 | 0 | 0 | 0 | 0 | 0 | 0 | 0
2020-05-02 21:15 | 0.00 | 0 | 0 | 0 | 0 | 0 | 0 | 0 | 0 | 0 | 0 | 0 | 0 | 0 | 0 | 0 | 0 | 0 | 0 | 0 | 0 | 0 | 0
2020-05-02 21:16 | 0.00 | 0 | 0 | 0 | 0 | 0 | 0 | 0 | 0 | 0 | 0 | 0 | 0 | 0 | 0 | 0 | 0 | 0 | 0 | 0 | 0 | 0 | 0
2020-05-02 21:17 | 0.00 | 0 | 0 | 0 | 0 | 0 | 0 | 0 | 0 | 0 | 0 | 0 | 0 | 0 | 0 | 0 | 0 | 0 | 0 | 0 | 0 | 0 | 0
2020-05-02 21:18 | 0.00 | 0.17233 | 0.17666 | 0.16857 | 0.18739 | 0.16198 | 0.17364 | 0.2016 | 0.15448 | 0.17485 | 0.18857 | 0.15129 | 0.15889 | 0.14779 | 0.14041 | 0.1858 | 0.53719 | 0.15246 | 0.1783 | 0.1783 | 0.14041 | 0.15127 | 0.11516
2020-05-02 21:19 | 0.00 | 11.5785 | 11.6028 | 11.5805 | 11.7006 | 11.5413 | 11.4254 | 11.7022 | 11.4966 | 11.5865 | 11.6996 | 11.4564 | 11.5228 | 11.1341 | 11.0875 | 11.6831 | 13.2105 | 11.2735 | 11.4274 | 11.4274 | 11.0875 | 11.3763 | 10.9258
2020-05-02 21:20 | 0.00 | 51.3054 | 51.1987 | 50.9358 | 52.0485 | 50.8999 | 50.9643 | 52.484 | 50.859 | 51.0688 | 51.0442 | 50.5239 | 50.883 | 47.8585 | 47.7821 | 51.0292 | 52.3093 | 51.7619 | 51.9022 | 51.9022 | 47.7821 | 51.7529 | 47.4743
2020-05-02 21:21 | 0.00 | 101.9913 | 99.4966 | 98.6313 | 104.0307 | 98.6047 | 103.657 | 107.1775 | 98.5741 | 98.8581 | 98.7103 | 96.9343 | 98.5921 | 84.8558 | 84.6708 | 98.6995 | 99.2986 | 108.8809 | 108.9746 | 108.9746 | 84.6708 | 106.8094 | 83.8497
2020-05-02 21:22 | 0.00 | 124.7054 | 119.7027 | 120.4521 | 124.7404 | 120.4338 | 126.955 | 126.8759 | 120.4123 | 119.0557 | 120.5051 | 118.7175 | 120.425 | 104.6419 | 104.5042 | 120.498 | 120.4948 | 131.1506 | 131.205 | 131.205 | 104.5042 | 129.3246 | 103.9152
2020-05-02 21:23 | 0.00 | 238.4951 | 214.5732 | 223.6169 | 228.5341 | 223.6412 | 249.2063 | 229.9232 | 223.6672 | 213.0685 | 223.5346 | 219.5994 | 223.6521 | 180.688 | 180.6589 | 223.5468 | 220.9094 | 254.9818 | 254.8188 | 254.8188 | 180.6589 | 250.0569 | 180.6718
2020-05-02 21:24 | 0.00 | 160.337 | 150.0788 | 155.4411 | 154.3361 | 155.4339 | 162.9863 | 152.1454 | 155.4248 | 149.7067 | 155.4588 | 154.3312 | 155.4302 | 140.7354 | 140.7884 | 155.4568 | 154.6464 | 161.9744 | 161.9926 | 161.9926 | 140.7884 | 161.9623 | 141.1239
2020-05-02 21:25 | 0.00 | 214.2081 | 180.7281 | 200.4759 | 189.5242 | 200.4919 | 224.78 | 178.8552 | 200.5087 | 180.3278 | 200.42 | 199.0016 | 200.499 | 171.1435 | 171.6176 | 200.4284 | 198.7291 | 215.3622 | 215.2678 | 215.2678 | 171.6176 | 215.6864 | 174.0811
2020-05-02 21:26 | 0.00 | 218.2601 | 165.3286 | 198.7387 | 175.1215 | 198.7495 | 234.7536 | 154.1349 | 198.7605 | 165.3447 | 198.6992 | 197.9266 | 198.7542 | 165.1543 | 166.0707 | 198.7053 | 196.5992 | 213.8279 | 213.7607 | 213.7607 | 166.0707 | 216.0866 | 170.7557
2020-05-02 21:27 | 0.00 | 107.988 | 85.8014 | 100.6855 | 88.5994 | 100.6619 | 114.0368 | 78.14 | 100.6347 | 86.0054 | 100.7551 | 100.746 | 100.6507 | 89.5883 | 89.9924 | 100.7456 | 101.1264 | 102.7448 | 102.8349 | 102.8349 | 89.9924 | 104.9107 | 92.0862
2020-05-02 21:28 | 0.00 | 35.1094 | 32.4904 | 34.454 | 32.5851 | 34.4162 | 35.4067 | 31.205 | 34.3733 | 32.5408 | 34.5681 | 34.4646 | 34.3985 | 33.2574 | 33.2753 | 34.5523 | 35.9666 | 33.1811 | 33.3296 | 33.3296 | 33.2753 | 33.9345 | 33.4348
2020-05-02 21:29 | 0.00 | 4.1877 | 4.0476 | 4.1471 | 4.0477 | 4.1142 | 4.1978 | 3.982 | 4.0768 | 4.0482 | 4.2469 | 4.0867 | 4.0987 | 4.013 | 3.9809 | 4.233 | 5.5194 | 3.7793 | 3.9082 | 3.9082 | 3.9809 | 3.8919 | 3.8809
2020-05-02 21:30 | 0.00 | 0 | 0 | 0 | 0 | 0 | 0 | 0 | 0 | 0 | 0 | 0 | 0 | 0 | 0 | 0 | 0 | 0 | 0 | 0 | 0 | 0 | 0
2020-05-02 21:31 | 0.00 | 0 | 0 | 0 | 0 | 0 | 0 | 0 | 0 | 0 | 0 | 0 | 0 | 0 | 0 | 0 | 0 | 0 | 0 | 0 | 0 | 0 | 0
2020-05-02 21:32 | 0.00 | 0 | 0 | 0 | 0 | 0 | 0 | 0 | 0 | 0 | 0 | 0 | 0 | 0 | 0 | 0 | 0 | 0 | 0 | 0 | 0 | 0 | 0
2020-05-02 21:33 | 0.00 | 0 | 0 | 0 | 0 | 0 | 0 | 0 | 0 | 0 | 0 | 0 | 0 | 0 | 0 | 0 | 0 | 0 | 0 | 0 | 0 | 0 | 0
2020-05-02 21:34 | 0.00 | 0 | 0 | 0 | 0 | 0 | 0 | 0 | 0 | 0 | 0 | 0 | 0 | 0 | 0 | 0 | 0 | 0 | 0 | 0 | 0 | 0 | 0
2020-05-02 21:35 | 0.00 | 0 | 0 | 0 | 0 | 0 | 0 | 0 | 0 | 0 | 0 | 0 | 0 | 0 | 0 | 0 | 0 | 0 | 0 | 0 | 0 | 0 | 0
2020-05-02 21:36 | 0.00 | 0 | 0 | 0 | 0 | 0 | 0 | 0 | 0 | 0 | 0 | 0 | 0 | 0 | 0 | 0 | 0 | 0 | 0 | 0 | 0 | 0 | 0
2020-05-02 21:37 | 0.00 | 0 | 0 | 0 | 0 | 0 | 0 | 0 | 0 | 0 | 0 | 0 | 0 | 0 | 0 | 0 | 0 | 0 | 0 | 0 | 0 | 0 | 0
2020-05-02 21:38 | 0.00 | 0 | 0 | 0 | 0 | 0 | 0 | 0 | 0 | 0 | 0 | 0 | 0 | 0 | 0 | 0 | 0 | 0 | 0 | 0 | 0 | 0 | 0
2020-05-02 21:39 | 0.00 | 0 | 0 | 0 | 0 | 0 | 0 | 0 | 0 | 0 | 0 | 0 | 0 | 0 | 0 | 0 | 0 | 0 | 0 | 0 | 0 | 0 | 0
2020-05-02 21:40 | 0.00 | 0 | 0 | 0 | 0 | 0 | 0 | 0 | 0 | 0 | 0 | 0 | 0 | 0 | 0 | 0 | 0 | 0 | 0 | 0 | 0 | 0 | 0
2020-05-02 21:41 | 0.00 | 0 | 0 | 0 | 0 | 0 | 0 | 0 | 0 | 0 | 0 | 0 | 0 | 0 | 0 | 0 | 0 | 0 | 0 | 0 | 0 | 0 | 0
2020-05-02 21:42 | 0.00 | 0.011843 | 0.013189 | 0.0086428 | 0.020237 | 0.0020455 | 0.014714 | 0.029225 | 0 | 0.012015 | 0.028647 | 0 | 0 | 0 | 0 | 0.025869 | 0.28417 | 0 | 0.01161 | 0.01161 | 0 | 0 | 0
2020-05-02 21:43 | 0.00 | 26.4845 | 27.3637 | 25.1737 | 29.7686 | 25.1355 | 27.2783 | 33.0036 | 25.0921 | 26.9676 | 25.2893 | 24.1523 | 25.1176 | 19.5577 | 19.4224 | 25.2733 | 26.7204 | 31.7349 | 31.8807 | 31.8807 | 19.4224 | 29.9223 | 18.8583
2020-05-02 21:44 | 0.00 | 137.7055 | 136.7755 | 123.2686 | 157.4832 | 123.2492 | 148.3346 | 180.8913 | 123.2266 | 133.5478 | 123.3247 | 115.13 | 123.2399 | 67.6326 | 66.6717 | 123.3172 | 123.3886 | 182.4596 | 182.4488 | 182.4488 | 66.6717 | 167.3749 | 62.1939
2020-05-02 21:45 | 0.00 | 195.8694 | 185.0137 | 179.8061 | 204.8665 | 179.8079 | 207.4387 | 221.21 | 179.809 | 182.1919 | 179.7949 | 172.584 | 179.8085 | 122.3517 | 121.6333 | 179.797 | 178.3106 | 232.5741 | 232.4638 | 232.4638 | 121.6333 | 220.511 | 118.312
2020-05-02 21:46 | 0.00 | 257.7841 | 234.0307 | 237.6594 | 255.5158 | 237.6915 | 272.5566 | 266.1344 | 237.7261 | 231.3211 | 237.5526 | 230.6626 | 237.706 | 173.4121 | 172.9889 | 237.5684 | 234.5688 | 291.0768 | 290.8217 | 290.8217 | 172.9889 | 280.4046 | 171.1326
2020-05-02 21:47 | 0.00 | 272.1881 | 239.7486 | 252.0334 | 258.3763 | 252.0744 | 287.2788 | 260.3955 | 252.119 | 237.7526 | 251.8983 | 246.74 | 252.093 | 195.1704 | 195.1551 | 251.918 | 248.9497 | 294.902 | 294.636 | 294.636 | 195.1551 | 287.9214 | 195.2841
2020-05-02 21:48 | 0.00 | 261.5767 | 223.3438 | 242.6324 | 238.1578 | 242.6686 | 276.134 | 232.0484 | 242.7079 | 222.1289 | 242.5124 | 239.1687 | 242.6851 | 196.1284 | 196.4624 | 242.53 | 239.8346 | 273.398 | 273.1854 | 273.1854 | 196.4624 | 270.1527 | 198.2846
2020-05-02 21:49 | 0.00 | 269.0738 | 216.7462 | 246.7911 | 231.2968 | 246.829 | 287.0758 | 216.3217 | 246.8701 | 215.9965 | 246.6658 | 244.2441 | 246.8462 | 199.9643 | 200.6882 | 246.6841 | 243.7166 | 274.301 | 274.0912 | 274.0912 | 200.6882 | 273.3615 | 204.4452
2020-05-02 21:50 | 0.00 | 214.1725 | 162.4148 | 194.9476 | 172.2573 | 194.9575 | 230.3964 | 152.0362 | 194.9675 | 162.3921 | 194.911 | 194.0655 | 194.9618 | 161.4845 | 162.3723 | 194.9167 | 192.9208 | 210.4312 | 210.3657 | 210.3657 | 162.3723 | 212.4171 | 166.9167
2020-05-02 21:51 | 0.00 | 100.9345 | 82.8251 | 95.1708 | 84.7787 | 95.1435 | 105.6175 | 75.9936 | 95.1121 | 83.034 | 95.252 | 95.3109 | 95.1306 | 86.6785 | 87.0102 | 95.2409 | 95.8923 | 95.6362 | 95.7436 | 95.7436 | 87.0102 | 97.793 | 88.7402
2020-05-02 21:52 | 0.00 | 76.2557 | 42.4736 | 65.6489 | 43.7648 | 65.6153 | 86.9341 | 31.9654 | 65.5769 | 43.0848 | 65.75 | 66.873 | 65.5995 | 57.3173 | 58.0681 | 65.736 | 66.8483 | 63.8536 | 63.9867 | 63.9867 | 58.0681 | 68.2539 | 61.9419
2020-05-02 21:53 | 0.00 | 19.4135 | 6.5464 | 14.5042 | 6.5725 | 14.4718 | 25.2403 | 6.1145 | 14.4349 | 6.6488 | 14.6023 | 15.3337 | 14.4566 | 12.7812 | 13.1383 | 14.5887 | 15.8371 | 12.2879 | 12.3959 | 12.3959 | 13.1383 | 14.5353 | 15.0751
2020-05-02 21:54 | 0.00 | 0 | 0 | 0 | 0 | 0 | 0 | 0 | 0 | 0 | 0 | 0 | 0 | 0 | 0 | 0 | 0 | 0 | 0 | 0 | 0 | 0 | 0
2020-05-02 21:55 | 0.00 | 0 | 0 | 0 | 0 | 0 | 0 | 0 | 0 | 0 | 0 | 0 | 0 | 0 | 0 | 0 | 0 | 0 | 0 | 0 | 0 | 0 | 0
2020-05-02 21:56 | 0.00 | 0 | 0 | 0 | 0 | 0 | 0 | 0 | 0 | 0 | 0 | 0 | 0 | 0 | 0 | 0 | 0 | 0 | 0 | 0 | 0 | 0 | 0
2020-05-02 21:57 | 0.00 | 0 | 0 | 0 | 0 | 0 | 0 | 0 | 0 | 0 | 0 | 0 | 0 | 0 | 0 | 0 | 0 | 0 | 0 | 0 | 0 | 0 | 0
2020-05-02 21:58 | 0.00 | 0 | 0 | 0 | 0 | 0 | 0 | 0 | 0 | 0 | 0 | 0 | 0 | 0 | 0 | 0 | 0 | 0 | 0 | 0 | 0 | 0 | 0
2020-05-02 21:59 | 0.00 | 0 | 0 | 0 | 0 | 0 | 0 | 0 | 0 | 0 | 0 | 0 | 0 | 0 | 0 | 0 | 0 | 0 | 0 | 0 | 0 | 0 | 0
2020-05-02 22:00 | 0.00 | 0 | 0 | 0 | 0 | 0 | 0 | 0 | 0 | 0 | 0 | 0 | 0 | 0 | 0 | 0 | 0 | 0 | 0 | 0 | 0 | 0 | 0
2020-05-02 22:01 | 0.00 | 0 | 0 | 0 | 0 | 0 | 0 | 0 | 0 | 0 | 0 | 0 | 0 | 0 | 0 | 0 | 0 | 0 | 0 | 0 | 0 | 0 | 0
2020-05-02 22:02 | 0.00 | 0 | 0 | 0 | 0 | 0 | 0 | 0 | 0 | 0 | 0 | 0 | 0 | 0 | 0 | 0 | 0 | 0 | 0 | 0 | 0 | 0 | 0
2020-05-02 22:03 | 0.00 | 0 | 0 | 0 | 0 | 0 | 0 | 0 | 0 | 0 | 0 | 0 | 0 | 0 | 0 | 0 | 0 | 0 | 0 | 0 | 0 | 0 | 0
2020-05-02 22:04 | 0.00 | 0 | 0 | 0 | 0 | 0 | 0 | 0 | 0 | 0 | 0 | 0 | 0 | 0 | 0 | 0 | 0 | 0 | 0 | 0 | 0 | 0 | 0
2020-05-02 22:05 | 0.00 | 0 | 0 | 0 | 0 | 0 | 0 | 0 | 0 | 0 | 0 | 0 | 0 | 0 | 0 | 0 | 0 | 0 | 0 | 0 | 0 | 0 | 0
2020-05-02 22:06 | 0.00 | 1.1516 | 1.3175 | 1.0727 | 1.5578 | 1.0595 | 1.2173 | 2.0021 | 1.0446 | 1.278 | 1.1127 | 0.98826 | 1.0534 | 0.93027 | 0.91552 | 1.1071 | 1.6227 | 1.7008 | 1.7524 | 1.7524 | 0.91552 | 1.4693 | 0.86505
2020-05-02 22:07 | 0.00 | 34.7024 | 35.8114 | 32.6826 | 39.3661 | 32.645 | 36.0151 | 44.0948 | 32.6023 | 35.231 | 32.7962 | 31.2195 | 32.6274 | 24.3787 | 24.2002 | 32.7805 | 34.1823 | 42.6179 | 42.7589 | 42.7589 | 24.2002 | 39.8914 | 23.4375
2020-05-02 22:08 | 0.00 | 81.6935 | 81.0289 | 77.992 | 86.5441 | 77.9612 | 83.8701 | 92.1467 | 77.926 | 80.1856 | 78.0841 | 75.8064 | 77.9467 | 62.5388 | 62.2664 | 78.0714 | 78.9768 | 92.249 | 92.3551 | 92.3551 | 62.2664 | 88.8124 | 61.0311
2020-05-02 22:09 | 0.00 | 108.024 | 106.061 | 105.2207 | 110.0359 | 105.1954 | 109.1393 | 112.741 | 105.1664 | 105.4953 | 105.2953 | 103.7127 | 105.1835 | 92.9196 | 92.7502 | 105.2851 | 105.7837 | 113.7456 | 113.8358 | 113.8358 | 92.7502 | 112.1028 | 91.9975
2020-05-02 22:10 | 0.00 | 172.8844 | 162.6122 | 164.6499 | 171.6536 | 164.646 | 178.1818 | 175.3442 | 164.6407 | 161.4874 | 164.657 | 161.6891 | 164.6439 | 137.0535 | 136.8729 | 164.6565 | 163.592 | 185.3634 | 185.3423 | 185.3423 | 136.8729 | 181.5946 | 136.1007
2020-05-02 22:11 | 0.00 | 146.2725 | 140.9294 | 143.4353 | 143.9712 | 143.4221 | 147.1188 | 143.2255 | 143.4065 | 140.6066 | 143.4717 | 142.5034 | 143.4157 | 132.6186 | 132.5955 | 143.467 | 143.0817 | 147.5218 | 147.5699 | 147.5699 | 132.5955 | 147.5938 | 132.5417
2020-05-02 22:12 | 0.00 | 137.4858 | 132.4489 | 135.5051 | 134.3256 | 135.489 | 137.7084 | 132.3723 | 135.4701 | 132.2996 | 135.5506 | 134.9981 | 135.4813 | 127.8808 | 127.9025 | 135.5446 | 135.371 | 136.3418 | 136.4059 | 136.4059 | 127.9025 | 137.2223 | 128.0619
2020-05-02 22:13 | 0.00 | 123.5551 | 117.3954 | 121.2332 | 119.247 | 121.2136 | 124.3 | 116.7512 | 121.1908 | 117.2825 | 121.29 | 120.7944 | 121.2042 | 113.7906 | 113.8386 | 121.2824 | 121.37 | 122.1852 | 122.2618 | 122.2618 | 113.8386 | 123.0874 | 114.1361
2020-05-02 22:14 | 0.00 | 65.3831 | 64.5541 | 65.3924 | 64.6943 | 65.3585 | 64.5786 | 63.6845 | 65.3199 | 64.5553 | 65.4944 | 65.2934 | 65.3426 | 63.7791 | 63.755 | 65.4803 | 66.6126 | 63.5354 | 63.6699 | 63.6699 | 63.755 | 64.3912 | 63.695
2020-05-02 22:15 | 0.00 | 66.9711 | 64.6671 | 66.493 | 64.9357 | 66.4594 | 66.6555 | 63.2546 | 66.4211 | 64.6898 | 66.5941 | 66.4234 | 66.4436 | 64.3836 | 64.3904 | 66.5801 | 67.6916 | 64.8083 | 64.9416 | 64.9416 | 64.3904 | 65.7758 | 64.4867
2020-05-02 22:16 | 0.00 | 47.6822 | 41.4213 | 45.8884 | 41.7457 | 45.852 | 49.0467 | 38.717 | 45.8106 | 41.5332 | 45.9983 | 46.0016 | 45.8349 | 43.5217 | 43.6202 | 45.9831 | 47.2983 | 44.5977 | 44.7411 | 44.7411 | 43.6202 | 45.7889 | 44.1854
2020-05-02 22:17 | 0.00 | 6.1299 | 5.8861 | 6.0678 | 5.8867 | 6.0415 | 6.1376 | 5.8004 | 6.0117 | 5.8878 | 6.1473 | 6.0255 | 6.0292 | 5.891 | 5.8686 | 6.1363 | 7.1831 | 5.6814 | 5.7843 | 5.7843 | 5.8686 | 5.8259 | 5.8048
2020-05-02 22:18 | 0.00 | 0 | 0 | 0 | 0 | 0 | 0 | 0 | 0 | 0 | 0 | 0 | 0 | 0 | 0 | 0 | 0 | 0 | 0 | 0 | 0 | 0 | 0
2020-05-02 22:19 | 0.00 | 0 | 0 | 0 | 0 | 0 | 0 | 0 | 0 | 0 | 0 | 0 | 0 | 0 | 0 | 0 | 0 | 0 | 0 | 0 | 0 | 0 | 0
2020-05-02 22:20 | 0.00 | 0 | 0 | 0 | 0 | 0 | 0 | 0 | 0 | 0 | 0 | 0 | 0 | 0 | 0 | 0 | 0 | 0 | 0 | 0 | 0 | 0 | 0
2020-05-02 22:21 | 0.00 | 0 | 0 | 0 | 0 | 0 | 0 | 0 | 0 | 0 | 0 | 0 | 0 | 0 | 0 | 0 | 0 | 0 | 0 | 0 | 0 | 0 | 0
2020-05-02 22:22 | 0.00 | 0 | 0 | 0 | 0 | 0 | 0 | 0 | 0 | 0 | 0 | 0 | 0 | 0 | 0 | 0 | 0 | 0 | 0 | 0 | 0 | 0 | 0
2020-05-02 22:23 | 0.00 | 0 | 0 | 0 | 0 | 0 | 0 | 0 | 0 | 0 | 0 | 0 | 0 | 0 | 0 | 0 | 0 | 0 | 0 | 0 | 0 | 0 | 0
2020-05-02 22:24 | 0.00 | 0 | 0 | 0 | 0 | 0 | 0 | 0 | 0 | 0 | 0 | 0 | 0 | 0 | 0 | 0 | 0 | 0 | 0 | 0 | 0 | 0 | 0
2020-05-02 22:25 | 0.00 | 0 | 0 | 0 | 0 | 0 | 0 | 0 | 0 | 0 | 0 | 0 | 0 | 0 | 0 | 0 | 0 | 0 | 0 | 0 | 0 | 0 | 0
2020-05-02 22:26 | 0.00 | 0 | 0 | 0 | 0 | 0 | 0 | 0 | 0 | 0 | 0 | 0 | 0 | 0 | 0 | 0 | 0 | 0 | 0 | 0 | 0 | 0 | 0
2020-05-02 22:27 | 0.00 | 0 | 0 | 0 | 0 | 0 | 0 | 0 | 0 | 0 | 0 | 0 | 0 | 0 | 0 | 0 | 0 | 0 | 0 | 0 | 0 | 0 | 0
2020-05-02 22:28 | 0.00 | 0 | 0 | 0 | 0 | 0 | 0 | 0 | 0 | 0 | 0 | 0 | 0 | 0 | 0 | 0 | 0 | 0 | 0 | 0 | 0 | 0 | 0
2020-05-02 22:29 | 0.00 | 0 | 0 | 0 | 0 | 0 | 0 | 0 | 0 | 0 | 0 | 0 | 0 | 0 | 0 | 0 | 0 | 0 | 0 | 0 | 0 | 0 | 0
2020-05-02 22:30 | 0.00 | 0 | 0 | 0 | 0 | 0 | 0 | 0 | 0 | 0 | 0 | 0 | 0 | 0 | 0 | 0 | 0.033157 | 0 | 0 | 0 | 0 | 0 | 0
2020-05-02 22:31 | 0.00 | 3.5462 | 3.5348 | 3.5474 | 3.5596 | 3.5079 | 3.4989 | 3.5352 | 3.463 | 3.5307 | 3.6673 | 3.4522 | 3.4893 | 3.3784 | 3.3337 | 3.6506 | 5.1968 | 3.2504 | 3.4052 | 3.4052 | 3.3337 | 3.3198 | 3.1804
2020-05-02 22:32 | 0.00 | 5.2097 | 5.1869 | 5.2268 | 5.1958 | 5.1873 | 5.1264 | 5.1254 | 5.1424 | 5.1855 | 5.3466 | 5.1367 | 5.1687 | 5.0478 | 5.0032 | 5.3299 | 6.874 | 4.8281 | 4.9829 | 4.9829 | 5.0032 | 4.9349 | 4.8502
2020-05-02 22:33 | 0.00 | 12.5696 | 12.5387 | 12.6185 | 12.5526 | 12.5792 | 12.3628 | 12.4034 | 12.5346 | 12.5368 | 12.7375 | 12.5256 | 12.5608 | 12.2966 | 12.2522 | 12.721 | 14.2479 | 12.0131 | 12.167 | 12.167 | 12.2522 | 12.2101 | 12.0997
2020-05-02 22:34 | 0.00 | 17.391 | 17.3521 | 17.4613 | 17.3676 | 17.4222 | 17.1034 | 17.1633 | 17.3778 | 17.3502 | 17.5796 | 17.3675 | 17.4039 | 17.051 | 17.007 | 17.5632 | 19.0751 | 16.7155 | 16.8687 | 16.8687 | 17.007 | 16.9732 | 16.8559
2020-05-02 22:35 | 0.00 | 29.8889 | 29.816 | 30.0033 | 29.8454 | 29.965 | 29.4034 | 29.5044 | 29.9216 | 29.8129 | 30.119 | 29.9047 | 29.9471 | 29.3395 | 29.2966 | 30.103 | 31.5538 | 28.9272 | 29.0774 | 29.0774 | 29.2966 | 29.3344 | 29.1499
2020-05-02 22:36 | 0.00 | 41.0614 | 40.9167 | 41.1999 | 40.9635 | 41.1629 | 40.4164 | 40.4848 | 41.1207 | 40.913 | 41.3119 | 41.0986 | 41.1455 | 40.2967 | 40.2562 | 41.2964 | 42.6591 | 39.8449 | 39.9908 | 39.9908 | 40.2562 | 40.3852 | 40.1192
2020-05-02 22:37 | 0.00 | 42.9963 | 42.7878 | 43.1259 | 42.8369 | 43.0891 | 42.3374 | 42.3035 | 43.0472 | 42.7855 | 43.237 | 43.0272 | 43.0719 | 42.1778 | 42.139 | 43.2216 | 44.566 | 41.7126 | 41.8575 | 41.8575 | 42.139 | 42.2841 | 42.0105
2020-05-02 22:38 | 0.00 | 25.2253 | 25.1088 | 25.3131 | 25.1264 | 25.2744 | 24.825 | 24.7951 | 25.2306 | 25.1088 | 25.43 | 25.2217 | 25.2563 | 24.755 | 24.7133 | 25.4137 | 26.8916 | 24.3306 | 24.4821 | 24.4821 | 24.7133 | 24.696 | 24.5734
2020-05-02 22:39 | 0.00 | 24.2241 | 24.002 | 24.275 | 24.0222 | 24.2364 | 23.8759 | 23.6498 | 24.1925 | 24.0044 | 24.392 | 24.1884 | 24.2183 | 23.7173 | 23.6781 | 24.3758 | 25.8545 | 23.3211 | 23.4727 | 23.4727 | 23.6781 | 23.685 | 23.5505
2020-05-02 22:40 | 0.00 | 17.5799 | 17.3029 | 17.5822 | 17.3167 | 17.5432 | 17.3662 | 17.0039 | 17.499 | 17.3073 | 17.7002 | 17.5017 | 17.525 | 17.148 | 17.11 | 17.6838 | 19.1864 | 16.806 | 16.9588 | 16.9588 | 17.11 | 17.0978 | 16.9895
2020-05-02 22:41 | 0.00 | 0.65776 | 0.62818 | 0.65148 | 0.62822 | 0.63169 | 0.65771 | 0.60902 | 0.60921 | 0.62826 | 0.71147 | 0.60994 | 0.62242 | 0.60485 | 0.5833 | 0.70314 | 1.6457 | 0.49546 | 0.57296 | 0.57296 | 0.5833 | 0.53067 | 0.5107
2020-05-02 22:42 | 0.00 | 0 | 0 | 0 | 0 | 0 | 0 | 0 | 0 | 0 | 0 | 0 | 0 | 0 | 0 | 0 | 0 | 0 | 0 | 0 | 0 | 0 | 0
2020-05-02 22:43 | 0.00 | 0 | 0 | 0 | 0 | 0 | 0 | 0 | 0 | 0 | 0 | 0 | 0 | 0 | 0 | 0 | 0 | 0 | 0 | 0 | 0 | 0 | 0
2020-05-02 22:44 | 0.00 | 0 | 0 | 0 | 0 | 0 | 0 | 0 | 0 | 0 | 0 | 0 | 0 | 0 | 0 | 0 | 0 | 0 | 0 | 0 | 0 | 0 | 0
2020-05-02 22:45 | 0.00 | 0 | 0 | 0 | 0 | 0 | 0 | 0 | 0 | 0 | 0 | 0 | 0 | 0 | 0 | 0 | 0 | 0 | 0 | 0 | 0 | 0 | 0
2020-05-02 22:46 | 0.00 | 0 | 0 | 0 | 0 | 0 | 0 | 0 | 0 | 0 | 0 | 0 | 0 | 0 | 0 | 0 | 0 | 0 | 0 | 0 | 0 | 0 | 0
2020-05-02 22:47 | 0.00 | 0 | 0 | 0 | 0 | 0 | 0 | 0 | 0 | 0 | 0 | 0 | 0 | 0 | 0 | 0 | 0 | 0 | 0 | 0 | 0 | 0 | 0
2020-05-02 22:48 | 0.00 | 0 | 0 | 0 | 0 | 0 | 0 | 0 | 0 | 0 | 0 | 0 | 0 | 0 | 0 | 0 | 0 | 0 | 0 | 0 | 0 | 0 | 0
2020-05-02 22:49 | 0.00 | 0 | 0 | 0 | 0 | 0 | 0 | 0 | 0 | 0 | 0 | 0 | 0 | 0 | 0 | 0 | 0 | 0 | 0 | 0 | 0 | 0 | 0
2020-05-02 22:50 | 0.00 | 0 | 0 | 0 | 0 | 0 | 0 | 0 | 0 | 0 | 0 | 0 | 0 | 0 | 0 | 0 | 0 | 0 | 0 | 0 | 0 | 0 | 0
2020-05-02 22:51 | 0.00 | 0 | 0 | 0 | 0 | 0 | 0 | 0 | 0 | 0 | 0 | 0 | 0 | 0 | 0 | 0 | 0 | 0 | 0 | 0 | 0 | 0 | 0
2020-05-02 22:52 | 0.00 | 0 | 0 | 0 | 0 | 0 | 0 | 0 | 0 | 0 | 0 | 0 | 0 | 0 | 0 | 0 | 0 | 0 | 0 | 0 | 0 | 0 | 0
2020-05-02 22:53 | 0.00 | 0 | 0 | 0 | 0 | 0 | 0 | 0 | 0 | 0 | 0 | 0 | 0 | 0 | 0 | 0 | 0 | 0 | 0 | 0 | 0 | 0 | 0
2020-05-02 22:54 | 0.00 | 0.37446 | 0.38403 | 0.36742 | 0.40467 | 0.36083 | 0.3767 | 0.43409 | 0.35334 | 0.38065 | 0.38742 | 0.34755 | 0.35774 | 0.33801 | 0.33063 | 0.38464 | 0.68075 | 0.3767 | 0.40252 | 0.40252 | 0.33063 | 0.36766 | 0.30538
2020-05-02 22:55 | 0.00 | 13.1319 | 13.1814 | 13.1034 | 13.3466 | 13.0642 | 12.988 | 13.4353 | 13.0196 | 13.1543 | 13.2224 | 12.9557 | 13.0458 | 12.5335 | 12.4865 | 13.2059 | 14.7312 | 12.9659 | 13.1197 | 13.1197 | 12.4865 | 13.0235 | 12.3234
2020-05-02 22:56 | 0.00 | 38.2496 | 38.1903 | 38.2427 | 38.4525 | 38.2054 | 37.7648 | 38.3234 | 38.163 | 38.1506 | 38.3554 | 38.0542 | 38.1879 | 36.8677 | 36.8152 | 38.3398 | 39.7198 | 37.6527 | 37.7991 | 37.7991 | 36.8152 | 37.9633 | 36.6218
2020-05-02 22:57 | 0.00 | 171.9524 | 161.4342 | 158.6552 | 177.328 | 158.6512 | 181.5292 | 189.297 | 158.6457 | 159.2207 | 158.6626 | 152.9518 | 158.6491 | 111.9173 | 111.3767 | 158.662 | 157.6051 | 200.1172 | 200.0485 | 200.0485 | 111.3767 | 190.9266 | 108.9036
2020-05-02 22:58 | 0.00 | 176.1273 | 164.6849 | 166.707 | 174.9617 | 166.7033 | 182.4772 | 179.5248 | 166.6982 | 163.3986 | 166.7133 | 163.3303 | 166.7013 | 135.6995 | 135.4882 | 166.7129 | 165.6306 | 190.9574 | 190.9301 | 190.9301 | 135.4882 | 186.3676 | 134.5783
2020-05-02 22:59 | 0.00 | 208.6006 | 189.5447 | 196.6631 | 200.8618 | 196.6743 | 217.0525 | 202.0953 | 196.6857 | 188.3136 | 196.6226 | 193.363 | 196.6791 | 161.6692 | 161.6269 | 196.6288 | 194.7319 | 221.8164 | 221.7207 | 221.7207 | 161.6269 | 217.9013 | 161.5579
2020-05-02 23:00 | 0.00 | 214.1085 | 188.7684 | 201.9239 | 198.3048 | 201.9412 | 223.014 | 193.5362 | 201.9595 | 188.0079 | 201.8635 | 199.7158 | 201.9489 | 171.2811 | 171.5092 | 201.8726 | 200.1998 | 220.4241 | 220.3139 | 220.3139 | 171.5092 | 218.924 | 172.7573
2020-05-02 23:01 | 0.00 | 187.2395 | 161.9672 | 176.5941 | 169.1288 | 176.5987 | 195.2098 | 161.5736 | 176.6028 | 161.5819 | 176.5742 | 175.2612 | 176.6005 | 152.7612 | 153.0864 | 176.5775 | 175.4681 | 188.7852 | 188.7432 | 188.7432 | 153.0864 | 188.8546 | 154.8024
2020-05-02 23:02 | 0.00 | 109.5941 | 96.5208 | 105.1963 | 98.6661 | 105.1727 | 112.6522 | 92.6061 | 105.1455 | 96.5657 | 105.2657 | 105.021 | 105.1615 | 96.663 | 96.8699 | 105.2563 | 105.635 | 106.4592 | 106.5501 | 106.5501 | 96.8699 | 107.9024 | 97.9708
2020-05-02 23:03 | 0.00 | 50.3781 | 46.396 | 49.1927 | 46.9141 | 49.1571 | 50.9759 | 44.766 | 49.1165 | 46.428 | 49.3001 | 49.1188 | 49.1403 | 46.575 | 46.6105 | 49.2853 | 50.5443 | 48.5204 | 48.6604 | 48.6604 | 46.6105 | 49.3091 | 46.8567
2020-05-02 23:04 | 0.00 | 43.0235 | 25.6039 | 37.5093 | 26.2585 | 37.4722 | 48.5511 | 20.2938 | 37.43 | 25.9147 | 37.6215 | 38.0802 | 37.4548 | 33.0694 | 33.4297 | 37.606 | 38.9743 | 36.5712 | 36.7171 | 36.7171 | 33.4297 | 38.8443 | 35.3302
2020-05-02 23:05 | 0.00 | 3.8009 | 3.6884 | 3.7756 | 3.6886 | 3.7559 | 3.7897 | 3.635 | 3.7335 | 3.6888 | 3.8354 | 3.7392 | 3.7466 | 3.6632 | 3.6443 | 3.8271 | 4.7415 | 3.5181 | 3.5954 | 3.5954 | 3.6443 | 3.606 | 3.5854
2020-05-02 23:06 | 0.00 | 0 | 0 | 0 | 0 | 0 | 0 | 0 | 0 | 0 | 0 | 0 | 0 | 0 | 0 | 0 | 0 | 0 | 0 | 0 | 0 | 0 | 0
2020-05-02 23:07 | 0.00 | 0 | 0 | 0 | 0 | 0 | 0 | 0 | 0 | 0 | 0 | 0 | 0 | 0 | 0 | 0 | 0 | 0 | 0 | 0 | 0 | 0 | 0
2020-05-02 23:08 | 0.00 | 0 | 0 | 0 | 0 | 0 | 0 | 0 | 0 | 0 | 0 | 0 | 0 | 0 | 0 | 0 | 0 | 0 | 0 | 0 | 0 | 0 | 0
2020-05-02 23:09 | 0.00 | 0 | 0 | 0 | 0 | 0 | 0 | 0 | 0 | 0 | 0 | 0 | 0 | 0 | 0 | 0 | 0 | 0 | 0 | 0 | 0 | 0 | 0
2020-05-02 23:10 | 0.00 | 0 | 0 | 0 | 0 | 0 | 0 | 0 | 0 | 0 | 0 | 0 | 0 | 0 | 0 | 0 | 0 | 0 | 0 | 0 | 0 | 0 | 0
2020-05-02 23:11 | 0.00 | 0 | 0 | 0 | 0 | 0 | 0 | 0 | 0 | 0 | 0 | 0 | 0 | 0 | 0 | 0 | 0 | 0 | 0 | 0 | 0 | 0 | 0
2020-05-02 23:12 | 0.00 | 0 | 0 | 0 | 0 | 0 | 0 | 0 | 0 | 0 | 0 | 0 | 0 | 0 | 0 | 0 | 0 | 0 | 0 | 0 | 0 | 0 | 0
2020-05-02 23:13 | 0.00 | 0 | 0 | 0 | 0 | 0 | 0 | 0 | 0 | 0 | 0 | 0 | 0 | 0 | 0 | 0 | 0 | 0 | 0 | 0 | 0 | 0 | 0
2020-05-02 23:14 | 0.00 | 0 | 0 | 0 | 0 | 0 | 0 | 0 | 0 | 0 | 0 | 0 | 0 | 0 | 0 | 0 | 0 | 0 | 0 | 0 | 0 | 0 | 0
2020-05-02 23:15 | 0.00 | 0 | 0 | 0 | 0 | 0 | 0 | 0 | 0 | 0 | 0 | 0 | 0 | 0 | 0 | 0 | 0 | 0 | 0 | 0 | 0 | 0 | 0
2020-05-02 23:16 | 0.00 | 0 | 0 | 0 | 0 | 0 | 0 | 0 | 0 | 0 | 0 | 0 | 0 | 0 | 0 | 0 | 0 | 0 | 0 | 0 | 0 | 0 | 0
2020-05-02 23:17 | 0.00 | 0 | 0 | 0 | 0 | 0 | 0 | 0 | 0 | 0 | 0 | 0 | 0 | 0 | 0 | 0 | 0 | 0 | 0 | 0 | 0 | 0 | 0
2020-05-02 23:18 | 0.00 | 0.020062 | 0.021815 | 0.015989 | 0.030718 | 0.0093922 | 0.023835 | 0.042637 | 0.0018954 | 0.02037 | 0.035993 | 0 | 0.0062998 | 0 | 0 | 0.033215 | 0.30332 | 0 | 0.024653 | 0.024653 | 0 | 0 | 0
2020-05-02 23:19 | 0.00 | 32.5591 | 34.1079 | 29.2776 | 39.6138 | 29.2399 | 35.0543 | 47.1089 | 29.1969 | 33.2154 | 29.392 | 27.0906 | 29.2221 | 17.2948 | 17.0682 | 29.3761 | 30.7937 | 45.4754 | 45.6133 | 45.6133 | 17.0682 | 40.9558 | 16.1062
2020-05-02 23:20 | 0.00 | 119.8161 | 117.4363 | 107.7233 | 134.2036 | 107.6996 | 128.8629 | 152.3542 | 107.6723 | 114.872 | 107.793 | 101.2353 | 107.6884 | 62.7894 | 62.0512 | 107.7835 | 108.1691 | 155.3037 | 155.3341 | 155.3341 | 62.0512 | 143.3123 | 58.6335
2020-05-02 23:21 | 0.00 | 202.7472 | 189.0852 | 184.0837 | 211.5125 | 184.0872 | 216.6723 | 229.5053 | 184.0901 | 185.933 | 184.0673 | 176.0087 | 184.0885 | 119.4058 | 118.6331 | 184.0702 | 182.4635 | 244.1797 | 244.0467 | 244.0467 | 118.6331 | 230.4704 | 115.0746
2020-05-02 23:22 | 0.00 | 250.7635 | 225.775 | 230.045 | 247.5336 | 230.0725 | 266.3096 | 257.9898 | 230.102 | 223.0581 | 229.9526 | 223.0134 | 230.0849 | 165.3441 | 164.9393 | 229.9663 | 227.0097 | 284.5086 | 284.2722 | 284.2722 | 164.9393 | 273.6065 | 163.1859
2020-05-02 23:23 | 0.00 | 274.978 | 239.8476 | 253.2036 | 259.7656 | 253.2454 | 291.6222 | 261.9429 | 253.2907 | 237.7248 | 253.0661 | 247.5737 | 253.2643 | 192.7145 | 192.7092 | 253.0862 | 250.1219 | 299.5854 | 299.3058 | 299.3058 | 192.7092 | 291.9134 | 192.9075
2020-05-02 23:24 | 0.00 | 280.18 | 235.282 | 257.5072 | 253.0769 | 257.5518 | 298.0411 | 246.7955 | 257.6003 | 233.7914 | 257.3608 | 253.3064 | 257.5721 | 202.3529 | 202.7297 | 257.3821 | 254.4432 | 295.7396 | 295.4711 | 295.4711 | 202.7297 | 291.2094 | 204.7985
2020-05-02 23:25 | 0.00 | 263.5568 | 210.0536 | 240.5711 | 225.1093 | 240.605 | 282.3798 | 210.2512 | 240.6416 | 209.2606 | 240.4586 | 237.9028 | 240.6203 | 192.6392 | 193.3694 | 240.4752 | 237.4976 | 269.7669 | 269.57 | 269.57 | 193.3694 | 268.4084 | 197.1709
2020-05-02 23:26 | 0.00 | 144.4319 | 121.3581 | 135.7741 | 126.0441 | 135.7595 | 151.2454 | 117.1166 | 135.7422 | 121.2937 | 135.8151 | 135.1995 | 135.7524 | 119.2697 | 119.6252 | 135.8097 | 135.5299 | 142.3036 | 142.3528 | 142.3528 | 119.6252 | 143.4947 | 121.4865
2020-05-02 23:27 | 0.00 | 129.4487 | 90.6489 | 116.4914 | 95.0984 | 116.4693 | 141.1499 | 77.5132 | 116.4437 | 91.0607 | 116.556 | 116.8005 | 116.4588 | 99.3502 | 100.0924 | 116.5472 | 116.8144 | 121.28 | 121.3627 | 121.3627 | 100.0924 | 124.464 | 103.8961
2020-05-02 23:28 | 0.00 | 62.2961 | 36.1803 | 53.8839 | 37.1878 | 53.8483 | 70.8454 | 29.0189 | 53.8078 | 36.6258 | 53.9912 | 54.7813 | 53.8316 | 47.2258 | 47.7897 | 53.9764 | 55.2323 | 52.8618 | 53.002 | 53.002 | 47.7897 | 56.1814 | 50.7291
2020-05-02 23:29 | 0.00 | 7.4568 | 6.4812 | 7.1166 | 6.4876 | 7.0904 | 7.8117 | 6.3745 | 7.0606 | 6.4904 | 7.196 | 7.1164 | 7.0781 | 6.8065 | 6.8042 | 7.185 | 8.4095 | 6.6661 | 6.7688 | 6.7688 | 6.8042 | 6.923 | 6.8459
2020-05-02 23:30 | 0.00 | 0 | 0 | 0 | 0 | 0 | 0 | 0 | 0 | 0 | 0 | 0 | 0 | 0 | 0 | 0 | 0 | 0 | 0 | 0 | 0 | 0 | 0
2020-05-02 23:31 | 0.00 | 0 | 0 | 0 | 0 | 0 | 0 | 0 | 0 | 0 | 0 | 0 | 0 | 0 | 0 | 0 | 0 | 0 | 0 | 0 | 0 | 0 | 0
2020-05-02 23:32 | 0.00 | 0 | 0 | 0 | 0 | 0 | 0 | 0 | 0 | 0 | 0 | 0 | 0 | 0 | 0 | 0 | 0 | 0 | 0 | 0 | 0 | 0 | 0
2020-05-02 23:33 | 0.00 | 0 | 0 | 0 | 0 | 0 | 0 | 0 | 0 | 0 | 0 | 0 | 0 | 0 | 0 | 0 | 0 | 0 | 0 | 0 | 0 | 0 | 0
2020-05-02 23:34 | 0.00 | 0 | 0 | 0 | 0 | 0 | 0 | 0 | 0 | 0 | 0 | 0 | 0 | 0 | 0 | 0 | 0 | 0 | 0 | 0 | 0 | 0 | 0
2020-05-02 23:35 | 0.00 | 0 | 0 | 0 | 0 | 0 | 0 | 0 | 0 | 0 | 0 | 0 | 0 | 0 | 0 | 0 | 0 | 0 | 0 | 0 | 0 | 0 | 0
2020-05-02 23:36 | 0.00 | 0 | 0 | 0 | 0 | 0 | 0 | 0 | 0 | 0 | 0 | 0 | 0 | 0 | 0 | 0 | 0 | 0 | 0 | 0 | 0 | 0 | 0
2020-05-02 23:37 | 0.00 | 0 | 0 | 0 | 0 | 0 | 0 | 0 | 0 | 0 | 0 | 0 | 0 | 0 | 0 | 0 | 0 | 0 | 0 | 0 | 0 | 0 | 0
2020-05-02 23:38 | 0.00 | 0 | 0 | 0 | 0 | 0 | 0 | 0 | 0 | 0 | 0 | 0 | 0 | 0 | 0 | 0 | 0 | 0 | 0 | 0 | 0 | 0 | 0
2020-05-02 23:39 | 0.00 | 0 | 0 | 0 | 0 | 0 | 0 | 0 | 0 | 0 | 0 | 0 | 0 | 0 | 0 | 0 | 0 | 0 | 0 | 0 | 0 | 0 | 0
2020-05-02 23:40 | 0.00 | 0 | 0 | 0 | 0 | 0 | 0 | 0 | 0 | 0 | 0 | 0 | 0 | 0 | 0 | 0 | 0 | 0 | 0 | 0 | 0 | 0 | 0
2020-05-02 23:41 | 0.00 | 0 | 0 | 0 | 0 | 0 | 0 | 0 | 0 | 0 | 0 | 0 | 0 | 0 | 0 | 0 | 0 | 0 | 0 | 0 | 0 | 0 | 0
2020-05-02 23:42 | 0.00 | 0 | 0 | 0 | 0 | 0 | 0 | 0 | 0 | 0 | 0 | 0 | 0 | 0 | 0 | 0 | 0 | 0 | 0 | 0 | 0 | 0 | 0
2020-05-02 23:43 | 0.00 | 9.5145 | 9.5179 | 9.5098 | 9.5978 | 9.4837 | 9.3956 | 9.5899 | 9.4541 | 9.5051 | 9.5889 | 9.4208 | 9.4715 | 9.1339 | 9.102 | 9.5779 | 10.7786 | 9.2978 | 9.4 | 9.4 | 9.102 | 9.3784 | 8.9903
2020-05-02 23:44 | 0.00 | 73.524 | 72.1543 | 69.9038 | 77.2126 | 69.8721 | 75.783 | 81.9571 | 69.8359 | 71.4003 | 69.9989 | 67.9274 | 69.8572 | 55.5529 | 55.3137 | 69.9858 | 70.9587 | 82.8919 | 83.0006 | 83.0006 | 55.3137 | 79.8389 | 54.2396
2020-05-02 23:45 | 0.00 | 166.2707 | 156.4124 | 154.5494 | 170.3113 | 154.5449 | 174.5953 | 180.3027 | 154.539 | 154.4974 | 154.5583 | 149.6074 | 154.5426 | 113.5362 | 113.0824 | 154.5575 | 153.7214 | 190.31 | 190.2498 | 190.2498 | 113.0824 | 182.5154 | 111.0176
2020-05-02 23:46 | 0.00 | 156.4649 | 145.4283 | 148.1002 | 154.2527 | 148.0925 | 162.1397 | 157.4426 | 148.083 | 144.3578 | 148.1193 | 145.2645 | 148.0887 | 121.2329 | 121.0791 | 148.117 | 147.5519 | 168.478 | 168.4689 | 168.4689 | 121.0791 | 164.7981 | 120.4475
2020-05-02 23:47 | 0.00 | 136.4745 | 131.0862 | 133.4445 | 134.3079 | 133.4281 | 137.626 | 133.8808 | 133.4088 | 130.7363 | 133.4912 | 132.4416 | 133.4202 | 122.3302 | 122.2962 | 133.485 | 133.339 | 138.3673 | 138.4267 | 138.4267 | 122.2962 | 138.1672 | 122.1961
2020-05-02 23:48 | 0.00 | 190.25 | 169.463 | 180.4082 | 177.1426 | 180.4131 | 197.2734 | 172.915 | 180.4176 | 168.862 | 180.3874 | 178.6266 | 180.4151 | 155.4693 | 155.6537 | 180.3908 | 179.0968 | 194.7587 | 194.7104 | 194.7104 | 155.6537 | 193.8008 | 156.6751
2020-05-02 23:49 | 0.00 | 265.326 | 211.6437 | 242.3558 | 226.7886 | 242.3906 | 284.0976 | 211.8171 | 242.4283 | 210.8495 | 242.2402 | 239.6985 | 242.4064 | 194.2625 | 195.0058 | 242.2572 | 239.248 | 271.5987 | 271.3979 | 271.3979 | 195.0058 | 270.1916 | 198.8708
2020-05-02 23:50 | 0.00 | 210.2798 | 156.0229 | 190.037 | 166.4833 | 190.0435 | 227.6046 | 145.5515 | 190.0497 | 155.9887 | 190.0111 | 189.0852 | 190.0462 | 155.2398 | 156.1709 | 190.0153 | 188.1881 | 207.3107 | 207.2569 | 207.2569 | 156.1709 | 208.9289 | 160.9395
2020-05-02 23:51 | 0.00 | 156.0712 | 97.8836 | 136.4961 | 104.806 | 136.4808 | 174.0365 | 78.7929 | 136.4627 | 98.4807 | 136.5394 | 136.9448 | 136.4734 | 111.0315 | 112.1652 | 136.5337 | 136.3069 | 145.4415 | 145.4915 | 145.4915 | 112.1652 | 149.5146 | 117.9388
2020-05-02 23:52 | 0.00 | 53.4218 | 35.4237 | 47.6798 | 36.6854 | 47.6445 | 58.8575 | 29.0104 | 47.6042 | 35.7039 | 47.7863 | 48.054 | 47.6279 | 41.6742 | 42.0223 | 47.7716 | 49.0092 | 47.9573 | 48.0953 | 48.0953 | 42.0223 | 49.945 | 43.8513
2020-05-02 23:53 | 0.00 | 10.7857 | 7.6126 | 9.5555 | 7.6263 | 9.5294 | 12.1798 | 7.486 | 9.4998 | 7.6296 | 9.6345 | 9.6941 | 9.5172 | 8.8693 | 8.9311 | 9.6235 | 10.6757 | 8.9052 | 9.0075 | 9.0075 | 8.9311 | 9.5131 | 9.3107
2020-05-02 23:54 | 0.00 | 0 | 0 | 0 | 0 | 0 | 0 | 0 | 0 | 0 | 0 | 0 | 0 | 0 | 0 | 0 | 0 | 0 | 0 | 0 | 0 | 0 | 0
2020-05-02 23:55 | 0.00 | 0 | 0 | 0 | 0 | 0 | 0 | 0 | 0 | 0 | 0 | 0 | 0 | 0 | 0 | 0 | 0 | 0 | 0 | 0 | 0 | 0 | 0
2020-05-02 23:56 | 0.00 | 0 | 0 | 0 | 0 | 0 | 0 | 0 | 0 | 0 | 0 | 0 | 0 | 0 | 0 | 0 | 0 | 0 | 0 | 0 | 0 | 0 | 0
2020-05-02 23:57 | 0.00 | 0 | 0 | 0 | 0 | 0 | 0 | 0 | 0 | 0 | 0 | 0 | 0 | 0 | 0 | 0 | 0 | 0 | 0 | 0 | 0 | 0 | 0
2020-05-02 23:58 | 0.00 | 0 | 0 | 0 | 0 | 0 | 0 | 0 | 0 | 0 | 0 | 0 | 0 | 0 | 0 | 0 | 0 | 0 | 0 | 0 | 0 | 0 | 0
2020-05-02 23:59 | 0.00 | 0 | 0 | 0 | 0 | 0 | 0 | 0 | 0 | 0 | 0 | 0 | 0 | 0 | 0 | 0 | 0 | 0 | 0 | 0 | 0 | 0 | 0
2020-05-03 | 0.00 | 0 | 0 | 0 | 0 | 0 | 0 | 0 | 0 | 0 | 0 | 0 | 0 | 0 | 0 | 0 | 0 | 0 | 0 | 0 | 0 | 0 | 0
2020-05-03 00:01 | 0.00 | 0 | 0 | 0 | 0 | 0 | 0 | 0 | 0 | 0 | 0 | 0 | 0 | 0 | 0 | 0 | 0 | 0 | 0 | 0 | 0 | 0 | 0
2020-05-03 00:02 | 0.00 | 0 | 0 | 0 | 0 | 0 | 0 | 0 | 0 | 0 | 0 | 0 | 0 | 0 | 0 | 0 | 0 | 0 | 0 | 0 | 0 | 0 | 0
2020-05-03 00:03 | 0.00 | 0 | 0 | 0 | 0 | 0 | 0 | 0 | 0 | 0 | 0 | 0 | 0 | 0 | 0 | 0 | 0 | 0 | 0 | 0 | 0 | 0 | 0
2020-05-03 00:04 | 0.00 | 0 | 0 | 0 | 0 | 0 | 0 | 0 | 0 | 0 | 0 | 0 | 0 | 0 | 0 | 0 | 0 | 0 | 0 | 0 | 0 | 0 | 0
2020-05-03 00:05 | 0.00 | 0 | 0 | 0 | 0 | 0 | 0 | 0 | 0 | 0 | 0 | 0 | 0 | 0 | 0 | 0 | 0 | 0 | 0 | 0 | 0 | 0 | 0
2020-05-03 00:06 | 0.00 | 0.26085 | 0.26784 | 0.25373 | 0.28662 | 0.24713 | 0.26486 | 0.31333 | 0.23964 | 0.26482 | 0.27372 | 0.2346 | 0.24404 | 0.22853 | 0.22115 | 0.27095 | 0.61237 | 0.26071 | 0.28653 | 0.28653 | 0.22115 | 0.25214 | 0.1959
2020-05-03 00:07 | 0.00 | 40.9699 | 42.9408 | 35.912 | 51.1681 | 35.875 | 44.9799 | 62.2627 | 35.8328 | 41.6158 | 36.024 | 32.7025 | 35.8576 | 18.2518 | 17.9486 | 36.0085 | 37.372 | 60.4765 | 60.6042 | 60.6042 | 17.9486 | 53.6498 | 16.6685
2020-05-03 00:08 | 0.00 | 122.2075 | 119.5977 | 109.0396 | 137.7248 | 109.0155 | 132.2474 | 157.4249 | 108.9878 | 116.8243 | 109.1103 | 102.0289 | 109.0042 | 60.9006 | 60.1189 | 109.1007 | 109.5098 | 160.8471 | 160.8762 | 160.8762 | 60.1189 | 147.7626 | 56.5077
2020-05-03 00:09 | 0.00 | 188.7056 | 175.7224 | 171.5267 | 196.1666 | 171.5245 | 201.5868 | 212.2856 | 171.521 | 172.8593 | 171.5285 | 164.1717 | 171.5231 | 112.3208 | 111.6221 | 171.5287 | 170.3426 | 226.1611 | 226.0697 | 226.0697 | 111.6221 | 213.772 | 108.4161
2020-05-03 00:10 | 0.00 | 150.9169 | 142.2318 | 143.5153 | 150.4614 | 143.5043 | 155.7417 | 154.2827 | 143.4911 | 141.1815 | 143.5447 | 140.7434 | 143.4989 | 118.2031 | 118.005 | 143.541 | 143.0656 | 162.6361 | 162.6425 | 162.6425 | 118.005 | 159.056 | 117.149
2020-05-03 00:11 | 0.00 | 245.4157 | 215.7752 | 227.2835 | 232.3522 | 227.3113 | 259.1482 | 233.8226 | 227.3411 | 214.0184 | 227.1903 | 222.6139 | 227.3238 | 176.551 | 176.5543 | 227.2041 | 224.6494 | 265.2921 | 265.0948 | 265.0948 | 176.5543 | 259.1377 | 176.7702
2020-05-03 00:12 | 0.00 | 165.1322 | 150.5098 | 157.6834 | 156.8786 | 157.68 | 170.1128 | 154.8374 | 157.6752 | 149.9318 | 157.6887 | 156.0363 | 157.6781 | 136.9182 | 136.9926 | 157.6884 | 156.8933 | 169.6723 | 169.6584 | 169.6584 | 136.9926 | 168.6234 | 137.4627
2020-05-03 00:13 | 0.00 | 162.8195 | 142.3572 | 154.2237 | 148.203 | 154.218 | 169.1473 | 142.0605 | 154.2106 | 142.0381 | 154.2364 | 153.1097 | 154.215 | 134.6543 | 134.9076 | 154.2351 | 153.6071 | 163.8998 | 163.9042 | 163.9042 | 134.9076 | 164.0282 | 136.2626
2020-05-03 00:14 | 0.00 | 175.369 | 135.259 | 160.3883 | 142.9513 | 160.3821 | 188.059 | 127.4576 | 160.3741 | 135.2302 | 160.4027 | 159.6478 | 160.3789 | 134.3704 | 135.0403 | 160.4011 | 159.5069 | 172.6545 | 172.6616 | 172.6616 | 135.0403 | 174.0921 | 138.4931
2020-05-03 00:15 | 0.00 | 97.4371 | 77.9639 | 90.8482 | 80.691 | 90.8213 | 102.9111 | 71.9044 | 90.7903 | 78.1019 | 90.9282 | 90.7936 | 90.8085 | 80.5115 | 80.8497 | 90.9173 | 91.5412 | 93.5008 | 93.603 | 93.603 | 80.8497 | 95.1385 | 82.6189
2020-05-03 00:16 | 0.00 | 49.2958 | 37.9587 | 45.7295 | 38.7244 | 45.6933 | 52.5295 | 33.7542 | 45.6521 | 38.136 | 45.8388 | 45.9369 | 45.6763 | 41.7106 | 41.9134 | 45.8236 | 47.1244 | 45.3443 | 45.4864 | 45.4864 | 41.9134 | 46.8126 | 43.0089
2020-05-03 00:17 | 0.00 | 5.4382 | 5.1907 | 5.3574 | 5.1913 | 5.3312 | 5.4814 | 5.1171 | 5.3013 | 5.1914 | 5.4371 | 5.3156 | 5.3188 | 5.1842 | 5.162 | 5.426 | 6.4734 | 5.0024 | 5.1054 | 5.1054 | 5.162 | 5.1385 | 5.1002
2020-05-03 00:18 | 0.00 | 0 | 0 | 0 | 0 | 0 | 0 | 0 | 0 | 0 | 0 | 0 | 0 | 0 | 0 | 0 | 0 | 0 | 0 | 0 | 0 | 0 | 0
2020-05-03 00:19 | 0.00 | 0 | 0 | 0 | 0 | 0 | 0 | 0 | 0 | 0 | 0 | 0 | 0 | 0 | 0 | 0 | 0 | 0 | 0 | 0 | 0 | 0 | 0
2020-05-03 00:20 | 0.00 | 0 | 0 | 0 | 0 | 0 | 0 | 0 | 0 | 0 | 0 | 0 | 0 | 0 | 0 | 0 | 0 | 0 | 0 | 0 | 0 | 0 | 0
2020-05-03 00:21 | 0.00 | 0 | 0 | 0 | 0 | 0 | 0 | 0 | 0 | 0 | 0 | 0 | 0 | 0 | 0 | 0 | 0 | 0 | 0 | 0 | 0 | 0 | 0
2020-05-03 00:22 | 0.00 | 0 | 0 | 0 | 0 | 0 | 0 | 0 | 0 | 0 | 0 | 0 | 0 | 0 | 0 | 0 | 0 | 0 | 0 | 0 | 0 | 0 | 0
2020-05-03 00:23 | 0.00 | 0 | 0 | 0 | 0 | 0 | 0 | 0 | 0 | 0 | 0 | 0 | 0 | 0 | 0 | 0 | 0 | 0 | 0 | 0 | 0 | 0 | 0
2020-05-03 00:24 | 0.00 | 0 | 0 | 0 | 0 | 0 | 0 | 0 | 0 | 0 | 0 | 0 | 0 | 0 | 0 | 0 | 0 | 0 | 0 | 0 | 0 | 0 | 0
2020-05-03 00:25 | 0.00 | 0 | 0 | 0 | 0 | 0 | 0 | 0 | 0 | 0 | 0 | 0 | 0 | 0 | 0 | 0 | 0 | 0 | 0 | 0 | 0 | 0 | 0
2020-05-03 00:26 | 0.00 | 0 | 0 | 0 | 0 | 0 | 0 | 0 | 0 | 0 | 0 | 0 | 0 | 0 | 0 | 0 | 0 | 0 | 0 | 0 | 0 | 0 | 0
2020-05-03 00:27 | 0.00 | 0 | 0 | 0 | 0 | 0 | 0 | 0 | 0 | 0 | 0 | 0 | 0 | 0 | 0 | 0 | 0 | 0 | 0 | 0 | 0 | 0 | 0
2020-05-03 00:28 | 0.00 | 0 | 0 | 0 | 0 | 0 | 0 | 0 | 0 | 0 | 0 | 0 | 0 | 0 | 0 | 0 | 0 | 0 | 0 | 0 | 0 | 0 | 0
2020-05-03 00:29 | 0.00 | 0 | 0 | 0 | 0 | 0 | 0 | 0 | 0 | 0 | 0 | 0 | 0 | 0 | 0 | 0 | 0 | 0 | 0 | 0 | 0 | 0 | 0
2020-05-03 00:30 | 0.00 | 0.25109 | 0.25787 | 0.24366 | 0.27705 | 0.23707 | 0.25561 | 0.3044 | 0.22957 | 0.2548 | 0.26366 | 0.2245 | 0.23397 | 0.21875 | 0.21137 | 0.26088 | 0.59335 | 0.25226 | 0.27809 | 0.27809 | 0.21137 | 0.24314 | 0.18612
2020-05-03 00:31 | 0.00 | 46.7024 | 49.3841 | 40.4468 | 59.7368 | 40.41 | 51.7841 | 74.0211 | 40.368 | 47.7197 | 40.5581 | 36.5161 | 40.3927 | 19.8243 | 19.5155 | 40.5427 | 41.8909 | 71.6498 | 71.7739 | 71.7739 | 19.5155 | 62.8509 | 18.2411
2020-05-03 00:32 | 0.00 | 126.202 | 122.9938 | 111.7201 | 142.7089 | 111.6968 | 137.3698 | 163.984 | 111.67 | 119.9842 | 111.7883 | 104.1078 | 111.6858 | 59.321 | 58.4812 | 111.779 | 112.1307 | 168.2117 | 168.2288 | 168.2288 | 58.4812 | 153.9802 | 54.6015
2020-05-03 00:33 | 0.00 | 193.9949 | 179.894 | 175.677 | 201.5445 | 175.6767 | 207.8456 | 218.4997 | 175.6753 | 176.8716 | 175.6727 | 167.9156 | 175.6762 | 113.0803 | 112.3526 | 175.6738 | 174.3468 | 233.6705 | 233.562 | 233.562 | 112.3526 | 220.5239 | 109.0164
2020-05-03 00:34 | 0.00 | 238.8802 | 214.4946 | 218.9532 | 235.2254 | 218.9744 | 253.959 | 244.9495 | 218.9969 | 211.9156 | 218.8809 | 212.268 | 218.9839 | 156.9832 | 156.6055 | 218.8917 | 216.1527 | 270.7484 | 270.5492 | 270.5492 | 156.6055 | 260.4337 | 154.9847
2020-05-03 00:35 | 0.00 | 264.5385 | 230.1544 | 243.3036 | 249.511 | 243.339 | 280.8911 | 251.5993 | 243.3774 | 228.0953 | 243.1859 | 237.845 | 243.3551 | 184.4226 | 184.422 | 243.2032 | 240.2016 | 288.3898 | 288.1425 | 288.1425 | 184.422 | 280.9057 | 184.6475
2020-05-03 00:36 | 0.00 | 267.0255 | 224.1497 | 245.3216 | 241.254 | 245.3584 | 284.1974 | 235.4662 | 245.3984 | 222.709 | 245.1995 | 241.2752 | 245.3752 | 192.3878 | 192.7436 | 245.2174 | 242.2468 | 282.1616 | 281.9306 | 281.9306 | 192.7436 | 277.6852 | 194.7099
2020-05-03 00:37 | 0.00 | 209.7598 | 173.9528 | 194.7186 | 183.7994 | 194.7312 | 221.7211 | 173.1983 | 194.7442 | 173.4633 | 194.6733 | 193.0042 | 194.7368 | 162.8957 | 163.3892 | 194.6803 | 193.0405 | 212.707 | 212.6215 | 212.6215 | 163.3892 | 212.2967 | 165.967
2020-05-03 00:38 | 0.00 | 116.1416 | 101.5833 | 110.9919 | 104.2684 | 110.9691 | 119.8811 | 98.018 | 110.9429 | 101.5866 | 111.0584 | 110.6976 | 110.9584 | 100.9009 | 101.1229 | 111.0494 | 111.3625 | 113.5651 | 113.6514 | 113.6514 | 101.1229 | 114.8167 | 102.3043
2020-05-03 00:39 | 0.00 | 114.365 | 85.6716 | 104.7313 | 89.1228 | 104.706 | 122.8831 | 76.1928 | 104.6769 | 85.95 | 104.8059 | 104.8756 | 104.6941 | 91.3936 | 91.9249 | 104.7957 | 105.2958 | 108.2975 | 108.3939 | 108.3939 | 91.9249 | 110.701 | 94.6676
2020-05-03 00:40 | 0.00 | 26.8352 | 25.8875 | 26.6511 | 25.9504 | 26.6128 | 26.7136 | 25.3004 | 26.5692 | 25.9013 | 26.7672 | 26.5858 | 26.5948 | 25.8637 | 25.8407 | 26.7511 | 28.2091 | 25.6999 | 25.8504 | 25.8504 | 25.8407 | 26.1503 | 25.7948
2020-05-03 00:41 | 0.00 | 7.2578 | 6.3274 | 6.8244 | 6.3279 | 6.7981 | 7.7509 | 6.2459 | 6.7683 | 6.3278 | 6.9039 | 6.8387 | 6.7858 | 6.5242 | 6.5259 | 6.8929 | 8.0724 | 6.3736 | 6.4765 | 6.4765 | 6.5259 | 6.6491 | 6.5947
2020-05-03 00:42 | 0.00 | 0 | 0 | 0 | 0 | 0 | 0 | 0 | 0 | 0 | 0 | 0 | 0 | 0 | 0 | 0 | 0 | 0 | 0 | 0 | 0 | 0 | 0
2020-05-03 00:43 | 0.00 | 0 | 0 | 0 | 0 | 0 | 0 | 0 | 0 | 0 | 0 | 0 | 0 | 0 | 0 | 0 | 0 | 0 | 0 | 0 | 0 | 0 | 0
2020-05-03 00:44 | 0.00 | 0 | 0 | 0 | 0 | 0 | 0 | 0 | 0 | 0 | 0 | 0 | 0 | 0 | 0 | 0 | 0 | 0 | 0 | 0 | 0 | 0 | 0
2020-05-03 00:45 | 0.00 | 0 | 0 | 0 | 0 | 0 | 0 | 0 | 0 | 0 | 0 | 0 | 0 | 0 | 0 | 0 | 0 | 0 | 0 | 0 | 0 | 0 | 0
2020-05-03 00:46 | 0.00 | 0 | 0 | 0 | 0 | 0 | 0 | 0 | 0 | 0 | 0 | 0 | 0 | 0 | 0 | 0 | 0 | 0 | 0 | 0 | 0 | 0 | 0
2020-05-03 00:47 | 0.00 | 0 | 0 | 0 | 0 | 0 | 0 | 0 | 0 | 0 | 0 | 0 | 0 | 0 | 0 | 0 | 0 | 0 | 0 | 0 | 0 | 0 | 0
2020-05-03 00:48 | 0.00 | 0 | 0 | 0 | 0 | 0 | 0 | 0 | 0 | 0 | 0 | 0 | 0 | 0 | 0 | 0 | 0 | 0 | 0 | 0 | 0 | 0 | 0
2020-05-03 00:49 | 0.00 | 0 | 0 | 0 | 0 | 0 | 0 | 0 | 0 | 0 | 0 | 0 | 0 | 0 | 0 | 0 | 0 | 0 | 0 | 0 | 0 | 0 | 0
2020-05-03 00:50 | 0.00 | 0 | 0 | 0 | 0 | 0 | 0 | 0 | 0 | 0 | 0 | 0 | 0 | 0 | 0 | 0 | 0 | 0 | 0 | 0 | 0 | 0 | 0
2020-05-03 00:51 | 0.00 | 0 | 0 | 0 | 0 | 0 | 0 | 0 | 0 | 0 | 0 | 0 | 0 | 0 | 0 | 0 | 0 | 0 | 0 | 0 | 0 | 0 | 0
2020-05-03 00:52 | 0.00 | 0 | 0 | 0 | 0 | 0 | 0 | 0 | 0 | 0 | 0 | 0 | 0 | 0 | 0 | 0 | 0 | 0 | 0 | 0 | 0 | 0 | 0
2020-05-03 00:53 | 0.00 | 0 | 0 | 0 | 0 | 0 | 0 | 0 | 0 | 0 | 0 | 0 | 0 | 0 | 0 | 0 | 0 | 0 | 0 | 0 | 0 | 0 | 0
2020-05-03 00:54 | 0.00 | 0.4116 | 0.42346 | 0.40036 | 0.45304 | 0.39377 | 0.4182 | 0.49676 | 0.38627 | 0.41876 | 0.42035 | 0.37854 | 0.39068 | 0.36756 | 0.36018 | 0.41757 | 0.76416 | 0.43731 | 0.46313 | 0.46313 | 0.36018 | 0.41925 | 0.33494
2020-05-03 00:55 | 0.00 | 45.9943 | 48.5484 | 39.0576 | 59.7476 | 39.0207 | 51.7064 | 74.9581 | 38.9788 | 46.7532 | 39.1691 | 34.7881 | 39.0034 | 16.4351 | 16.0981 | 39.1536 | 40.5048 | 72.924 | 73.0439 | 73.0439 | 16.0981 | 63.454 | 14.7308
2020-05-03 00:56 | 0.00 | 102.01 | 99.4087 | 92.1298 | 112.8295 | 92.1024 | 109.4621 | 126.9495 | 92.0708 | 97.3734 | 92.2116 | 86.9526 | 92.0894 | 56.2401 | 55.6677 | 92.2004 | 92.8641 | 129.9989 | 130.059 | 130.059 | 55.6677 | 120.5542 | 53.0417
2020-05-03 00:57 | 0.00 | 193.6546 | 179.1903 | 175.0737 | 201.0319 | 175.0731 | 207.7659 | 218.0285 | 175.0714 | 176.1433 | 175.0704 | 167.242 | 175.0725 | 111.7204 | 110.9879 | 175.0714 | 173.7675 | 233.5818 | 233.4737 | 233.4737 | 110.9879 | 220.3546 | 107.6324
2020-05-03 00:58 | 0.00 | 241.8599 | 216.6666 | 221.3615 | 237.913 | 221.3841 | 257.4387 | 247.8172 | 221.4081 | 214.027 | 221.2848 | 214.5212 | 221.3942 | 157.7959 | 157.4138 | 221.2962 | 218.518 | 274.4955 | 274.2863 | 274.2863 | 157.4138 | 263.9206 | 155.7778
2020-05-03 00:59 | 0.00 | 228.7514 | 202.8923 | 212.4554 | 218.0774 | 212.4767 | 240.974 | 220.1577 | 212.4993 | 201.2426 | 212.3827 | 208.0812 | 212.4862 | 165.9461 | 165.9057 | 212.3935 | 210.2795 | 247.4233 | 247.2557 | 247.2557 | 165.9057 | 241.6401 | 165.8943
2020-05-03 01:00 | 0.00 | 184.6353 | 165.4522 | 174.9842 | 173.3489 | 174.9863 | 191.5448 | 170.4701 | 174.9877 | 164.7675 | 174.9721 | 173.0178 | 174.987 | 149.6851 | 149.8119 | 174.9743 | 173.7467 | 190.5251 | 190.4863 | 190.4863 | 149.8119 | 189.0489 | 150.5538
2020-05-03 01:01 | 0.00 | 78.9118 | 78.1114 | 78.938 | 78.328 | 78.9066 | 77.9303 | 77.2999 | 78.8708 | 78.1 | 79.0322 | 78.8112 | 78.8919 | 76.9246 | 76.8991 | 79.0192 | 79.9694 | 76.9603 | 77.0856 | 77.0856 | 76.8991 | 77.9027 | 76.8286
2020-05-03 01:02 | 0.00 | 72.0257 | 70.6159 | 71.821 | 70.8795 | 71.7883 | 71.3651 | 69.6348 | 71.7509 | 70.6146 | 71.9194 | 71.7079 | 71.7729 | 69.7469 | 69.733 | 71.9058 | 72.9539 | 70.0997 | 70.2298 | 70.2298 | 69.733 | 71.0036 | 69.724
2020-05-03 01:03 | 0.00 | 69.8633 | 60.9558 | 67.0975 | 61.8808 | 67.064 | 71.9116 | 57.4653 | 67.0258 | 61.0596 | 67.1982 | 67.1263 | 67.0483 | 62.669 | 62.8094 | 67.1843 | 68.2863 | 66.6751 | 66.8068 | 66.8068 | 62.8094 | 67.9761 | 63.583
2020-05-03 01:04 | 0.00 | 49.1379 | 36.4943 | 45.0836 | 37.2885 | 45.0473 | 52.9447 | 32.2171 | 45.0059 | 36.6894 | 45.1934 | 45.3434 | 45.0302 | 40.8141 | 41.0467 | 45.1782 | 46.4903 | 44.8194 | 44.9621 | 44.9621 | 41.0467 | 46.3976 | 42.2973
2020-05-03 01:05 | 0.00 | 6.2263 | 5.4251 | 5.8271 | 5.4254 | 5.8008 | 6.6977 | 5.3517 | 5.771 | 5.4254 | 5.9068 | 5.8342 | 5.7885 | 5.5574 | 5.5554 | 5.8957 | 6.9203 | 5.4143 | 5.5173 | 5.5173 | 5.5554 | 5.6612 | 5.6063
2020-05-03 01:06 | 0.00 | 0 | 0 | 0 | 0 | 0 | 0 | 0 | 0 | 0 | 0 | 0 | 0 | 0 | 0 | 0 | 0 | 0 | 0 | 0 | 0 | 0 | 0
2020-05-03 01:07 | 0.00 | 0 | 0 | 0 | 0 | 0 | 0 | 0 | 0 | 0 | 0 | 0 | 0 | 0 | 0 | 0 | 0 | 0 | 0 | 0 | 0 | 0 | 0
2020-05-03 01:08 | 0.00 | 0 | 0 | 0 | 0 | 0 | 0 | 0 | 0 | 0 | 0 | 0 | 0 | 0 | 0 | 0 | 0 | 0 | 0 | 0 | 0 | 0 | 0
2020-05-03 01:09 | 0.00 | 0 | 0 | 0 | 0 | 0 | 0 | 0 | 0 | 0 | 0 | 0 | 0 | 0 | 0 | 0 | 0 | 0 | 0 | 0 | 0 | 0 | 0
2020-05-03 01:10 | 0.00 | 0 | 0 | 0 | 0 | 0 | 0 | 0 | 0 | 0 | 0 | 0 | 0 | 0 | 0 | 0 | 0 | 0 | 0 | 0 | 0 | 0 | 0
2020-05-03 01:11 | 0.00 | 0 | 0 | 0 | 0 | 0 | 0 | 0 | 0 | 0 | 0 | 0 | 0 | 0 | 0 | 0 | 0 | 0 | 0 | 0 | 0 | 0 | 0
2020-05-03 01:12 | 0.00 | 0 | 0 | 0 | 0 | 0 | 0 | 0 | 0 | 0 | 0 | 0 | 0 | 0 | 0 | 0 | 0 | 0 | 0 | 0 | 0 | 0 | 0
2020-05-03 01:13 | 0.00 | 0 | 0 | 0 | 0 | 0 | 0 | 0 | 0 | 0 | 0 | 0 | 0 | 0 | 0 | 0 | 0 | 0 | 0 | 0 | 0 | 0 | 0
2020-05-03 01:14 | 0.00 | 0 | 0 | 0 | 0 | 0 | 0 | 0 | 0 | 0 | 0 | 0 | 0 | 0 | 0 | 0 | 0 | 0 | 0 | 0 | 0 | 0 | 0
2020-05-03 01:15 | 0.00 | 0 | 0 | 0 | 0 | 0 | 0 | 0 | 0 | 0 | 0 | 0 | 0 | 0 | 0 | 0 | 0 | 0 | 0 | 0 | 0 | 0 | 0
2020-05-03 01:16 | 0.00 | 0 | 0 | 0 | 0 | 0 | 0 | 0 | 0 | 0 | 0 | 0 | 0 | 0 | 0 | 0 | 0 | 0 | 0 | 0 | 0 | 0 | 0
2020-05-03 01:17 | 0.00 | 0 | 0 | 0 | 0 | 0 | 0 | 0 | 0 | 0 | 0 | 0 | 0 | 0 | 0 | 0 | 0 | 0 | 0 | 0 | 0 | 0 | 0
2020-05-03 01:18 | 0.00 | 0.11754 | 0.12151 | 0.11098 | 0.13683 | 0.10439 | 0.12295 | 0.15851 | 0.09689 | 0.1191 | 0.13098 | 0.092974 | 0.10129 | 0.091004 | 0.083622 | 0.1282 | 0.39279 | 0.1114 | 0.13723 | 0.13723 | 0.083622 | 0.10462 | 0.058368
2020-05-03 01:19 | 0.00 | 45.679 | 47.8621 | 39.1064 | 58.4213 | 39.0695 | 51.1002 | 72.6826 | 39.0275 | 46.178 | 39.2179 | 35.1088 | 39.0521 | 17.9789 | 17.6695 | 39.2024 | 40.5559 | 70.9561 | 71.0789 | 71.0789 | 17.6695 | 62.0489 | 16.3977
2020-05-03 01:20 | 0.00 | 125.4773 | 121.5825 | 110.4229 | 141.8079 | 110.3993 | 137.2399 | 163.3989 | 110.372 | 118.5122 | 110.4923 | 102.6572 | 110.3881 | 56.9557 | 56.1187 | 110.4829 | 110.8619 | 168.4855 | 168.5024 | 168.5024 | 56.1187 | 153.8883 | 52.2618
2020-05-03 01:21 | 0.00 | 174.1063 | 161.484 | 158.7883 | 179.3791 | 158.7818 | 185.6408 | 192.8023 | 158.7735 | 159.0169 | 158.8035 | 152.4358 | 158.7785 | 107.0241 | 106.448 | 158.8018 | 157.927 | 206.2393 | 206.1805 | 206.1805 | 106.448 | 195.6084 | 103.8264
2020-05-03 01:22 | 0.00 | 238.1099 | 214.3907 | 218.7408 | 234.5295 | 218.763 | 252.7498 | 243.951 | 218.7866 | 211.8841 | 218.6653 | 212.2456 | 218.7729 | 158.4311 | 158.0641 | 218.6766 | 216.2682 | 269.0012 | 268.7981 | 268.7981 | 158.0641 | 259.0171 | 156.4885
2020-05-03 01:23 | 0.00 | 255.1226 | 222.8344 | 235.2999 | 240.8496 | 235.3312 | 270.3707 | 242.6035 | 235.365 | 220.9267 | 235.1955 | 230.2337 | 235.3454 | 180.4719 | 180.4782 | 235.2108 | 232.4168 | 277.1208 | 276.9 | 276.9 | 180.4782 | 270.2324 | 180.7243
2020-05-03 01:24 | 0.00 | 294.2595 | 245.6663 | 269.7725 | 264.9815 | 269.8261 | 313.6957 | 258.3957 | 269.8846 | 244.0476 | 269.5976 | 265.2725 | 269.8505 | 210.0982 | 210.5253 | 269.6231 | 266.8422 | 311.4156 | 311.0967 | 311.0967 | 210.5253 | 306.297 | 212.8589
2020-05-03 01:25 | 0.00 | 262.7576 | 207.4296 | 238.76 | 223.3638 | 238.7931 | 282.5938 | 208.6099 | 238.8288 | 206.5579 | 238.6499 | 235.8981 | 238.808 | 188.6387 | 189.387 | 238.6661 | 235.7708 | 270.3501 | 270.1497 | 270.1497 | 189.387 | 268.4295 | 193.2921
2020-05-03 01:26 | 0.00 | 195.1394 | 146.3965 | 176.5071 | 156.3369 | 176.5085 | 211.1169 | 138.4344 | 176.509 | 146.2736 | 176.4975 | 175.4323 | 176.5088 | 143.8045 | 144.6085 | 176.4994 | 175.0488 | 193.6722 | 193.6379 | 193.6379 | 144.6085 | 194.6933 | 148.7485
2020-05-03 01:27 | 0.00 | 64.97 | 56.3447 | 62.0802 | 57.6602 | 62.0475 | 67.101 | 53.6717 | 62.0102 | 56.3886 | 62.1785 | 61.9648 | 62.0321 | 56.8369 | 56.9581 | 62.1649 | 63.2114 | 62.8138 | 62.9405 | 62.9405 | 56.9581 | 63.7387 | 57.6368
2020-05-03 01:28 | 0.00 | 28.7856 | 27.5452 | 28.4987 | 27.6004 | 28.4604 | 28.7695 | 26.987 | 28.4168 | 27.5627 | 28.6148 | 28.4507 | 28.4424 | 27.6471 | 27.6317 | 28.5987 | 30.0573 | 27.4771 | 27.6276 | 27.6276 | 27.6317 | 27.9908 | 27.6262
2020-05-03 01:29 | 0.00 | 6.6169 | 6.0623 | 6.3636 | 6.0639 | 6.3373 | 6.8863 | 5.9806 | 6.3075 | 6.0635 | 6.4432 | 6.3464 | 6.325 | 6.1166 | 6.1048 | 6.4321 | 7.5147 | 5.9668 | 6.0696 | 6.0696 | 6.1048 | 6.1694 | 6.102
2020-05-03 01:30 | 0.00 | 0 | 0 | 0 | 0 | 0 | 0 | 0 | 0 | 0 | 0 | 0 | 0 | 0 | 0 | 0 | 0 | 0 | 0 | 0 | 0 | 0 | 0
2020-05-03 01:31 | 0.00 | 0 | 0 | 0 | 0 | 0 | 0 | 0 | 0 | 0 | 0 | 0 | 0 | 0 | 0 | 0 | 0 | 0 | 0 | 0 | 0 | 0 | 0
2020-05-03 01:32 | 0.00 | 0 | 0 | 0 | 0 | 0 | 0 | 0 | 0 | 0 | 0 | 0 | 0 | 0 | 0 | 0 | 0 | 0 | 0 | 0 | 0 | 0 | 0
2020-05-03 01:33 | 0.00 | 0 | 0 | 0 | 0 | 0 | 0 | 0 | 0 | 0 | 0 | 0 | 0 | 0 | 0 | 0 | 0 | 0 | 0 | 0 | 0 | 0 | 0
2020-05-03 01:34 | 0.00 | 0 | 0 | 0 | 0 | 0 | 0 | 0 | 0 | 0 | 0 | 0 | 0 | 0 | 0 | 0 | 0 | 0 | 0 | 0 | 0 | 0 | 0
2020-05-03 01:35 | 0.00 | 0 | 0 | 0 | 0 | 0 | 0 | 0 | 0 | 0 | 0 | 0 | 0 | 0 | 0 | 0 | 0 | 0 | 0 | 0 | 0 | 0 | 0
2020-05-03 01:36 | 0.00 | 0 | 0 | 0 | 0 | 0 | 0 | 0 | 0 | 0 | 0 | 0 | 0 | 0 | 0 | 0 | 0 | 0 | 0 | 0 | 0 | 0 | 0
2020-05-03 01:37 | 0.00 | 0 | 0 | 0 | 0 | 0 | 0 | 0 | 0 | 0 | 0 | 0 | 0 | 0 | 0 | 0 | 0 | 0 | 0 | 0 | 0 | 0 | 0
2020-05-03 01:38 | 0.00 | 0 | 0 | 0 | 0 | 0 | 0 | 0 | 0 | 0 | 0 | 0 | 0 | 0 | 0 | 0 | 0 | 0 | 0 | 0 | 0 | 0 | 0
2020-05-03 01:39 | 0.00 | 0 | 0 | 0 | 0 | 0 | 0 | 0 | 0 | 0 | 0 | 0 | 0 | 0 | 0 | 0 | 0 | 0 | 0 | 0 | 0 | 0 | 0
2020-05-03 01:40 | 0.00 | 0 | 0 | 0 | 0 | 0 | 0 | 0 | 0 | 0 | 0 | 0 | 0 | 0 | 0 | 0 | 0 | 0 | 0 | 0 | 0 | 0 | 0
2020-05-03 01:41 | 0.00 | 0 | 0 | 0 | 0 | 0 | 0 | 0 | 0 | 0 | 0 | 0 | 0 | 0 | 0 | 0 | 0 | 0 | 0 | 0 | 0 | 0 | 0
2020-05-03 01:42 | 0.00 | 0.15176 | 0.15645 | 0.14438 | 0.17389 | 0.13779 | 0.1577 | 0.19878 | 0.13029 | 0.15372 | 0.16438 | 0.1259 | 0.1347 | 0.12305 | 0.11567 | 0.16161 | 0.41981 | 0.15059 | 0.17642 | 0.17642 | 0.11567 | 0.14198 | 0.09042
2020-05-03 01:43 | 0.00 | 19.9342 | 20.0015 | 19.6271 | 20.6146 | 19.5884 | 19.9613 | 21.2158 | 19.5443 | 19.905 | 19.7446 | 19.3129 | 19.5702 | 18.0005 | 17.9397 | 19.7283 | 21.2183 | 20.7061 | 20.8576 | 20.8576 | 17.9397 | 20.454 | 17.7151
2020-05-03 01:44 | 0.00 | 47.7473 | 47.5253 | 47.4264 | 48.2297 | 47.3902 | 47.4309 | 48.4711 | 47.3489 | 47.4213 | 47.536 | 47.0776 | 47.3731 | 44.7998 | 44.7333 | 47.5208 | 48.8286 | 47.9213 | 48.0633 | 48.0633 | 44.7333 | 47.9937 | 44.4734
2020-05-03 01:45 | 0.00 | 77.0817 | 76.286 | 76.3108 | 77.609 | 76.279 | 76.814 | 78.0017 | 76.2425 | 76.1016 | 76.4065 | 75.757 | 76.264 | 71.5193 | 71.441 | 76.3933 | 77.3785 | 77.7975 | 77.9218 | 77.9218 | 71.441 | 77.7897 | 71.1216
2020-05-03 01:46 | 0.00 | 63.1275 | 62.8755 | 63.2365 | 63.0744 | 63.2023 | 62.2386 | 62.4985 | 63.1632 | 62.8511 | 63.3397 | 63.0835 | 63.1862 | 61.5709 | 61.5289 | 63.3255 | 64.4861 | 61.7155 | 61.8512 | 61.8512 | 61.5289 | 62.4085 | 61.3815
2020-05-03 01:47 | 0.00 | 69.6143 | 69.2496 | 69.7354 | 69.4332 | 69.7023 | 68.6418 | 68.708 | 69.6647 | 69.2309 | 69.8346 | 69.5958 | 69.6868 | 67.9956 | 67.9587 | 69.8209 | 70.8891 | 67.9744 | 68.1055 | 68.1055 | 67.9587 | 68.7724 | 67.834
2020-05-03 01:48 | 0.00 | 125.7147 | 121.5158 | 124.087 | 123.1036 | 124.0671 | 125.78 | 121.4209 | 124.0439 | 121.3876 | 124.1449 | 123.6396 | 124.0576 | 117.5281 | 117.538 | 124.1371 | 124.248 | 124.5785 | 124.6581 | 124.6581 | 117.538 | 125.3979 | 117.6412
2020-05-03 01:49 | 0.00 | 126.6582 | 120.1559 | 124.1999 | 122.0606 | 124.1801 | 127.5561 | 119.4515 | 124.1572 | 120.0445 | 124.2571 | 123.7595 | 124.1707 | 116.6173 | 116.6716 | 124.2494 | 124.3457 | 125.3035 | 125.3814 | 125.3814 | 116.6716 | 126.1943 | 117.0011
2020-05-03 01:50 | 0.00 | 68.5642 | 67.5513 | 68.4891 | 67.759 | 68.456 | 67.8121 | 66.7055 | 68.4181 | 67.5474 | 68.5889 | 68.3757 | 68.4403 | 66.6501 | 66.6283 | 68.5752 | 69.6568 | 66.7455 | 66.8773 | 66.8773 | 66.6283 | 67.5998 | 66.5799
2020-05-03 01:51 | 0.00 | 37.0945 | 36.6334 | 37.1165 | 36.692 | 37.0791 | 36.6233 | 36.0986 | 37.0365 | 36.6366 | 37.2297 | 37.0275 | 37.0615 | 36.225 | 36.1914 | 37.214 | 38.6058 | 35.8843 | 36.0316 | 36.0316 | 36.1914 | 36.4047 | 36.0896
2020-05-03 01:52 | 0.00 | 19.7356 | 19.3246 | 19.6966 | 19.3469 | 19.6577 | 19.5441 | 18.9933 | 19.6134 | 19.3302 | 19.8145 | 19.619 | 19.6394 | 19.186 | 19.1509 | 19.7981 | 21.299 | 18.8822 | 19.0348 | 19.0348 | 19.1509 | 19.2086 | 19.0452
2020-05-03 01:53 | 0.00 | 1.108 | 1.065 | 1.0968 | 1.0651 | 1.077 | 1.1094 | 1.0412 | 1.0545 | 1.0651 | 1.1568 | 1.0558 | 1.0677 | 1.0386 | 1.0174 | 1.1484 | 1.9223 | 0.94329 | 1.0066 | 1.0066 | 1.0174 | 0.97621 | 0.95855
2020-05-03 01:54 | 0.00 | 0 | 0 | 0 | 0 | 0 | 0 | 0 | 0 | 0 | 0 | 0 | 0 | 0 | 0 | 0 | 0 | 0 | 0 | 0 | 0 | 0 | 0
2020-05-03 01:55 | 0.00 | 0 | 0 | 0 | 0 | 0 | 0 | 0 | 0 | 0 | 0 | 0 | 0 | 0 | 0 | 0 | 0 | 0 | 0 | 0 | 0 | 0 | 0
2020-05-03 01:56 | 0.00 | 0 | 0 | 0 | 0 | 0 | 0 | 0 | 0 | 0 | 0 | 0 | 0 | 0 | 0 | 0 | 0 | 0 | 0 | 0 | 0 | 0 | 0
2020-05-03 01:57 | 0.00 | 0 | 0 | 0 | 0 | 0 | 0 | 0 | 0 | 0 | 0 | 0 | 0 | 0 | 0 | 0 | 0 | 0 | 0 | 0 | 0 | 0 | 0
2020-05-03 01:58 | 0.00 | 0 | 0 | 0 | 0 | 0 | 0 | 0 | 0 | 0 | 0 | 0 | 0 | 0 | 0 | 0 | 0 | 0 | 0 | 0 | 0 | 0 | 0
2020-05-03 01:59 | 0.00 | 0 | 0 | 0 | 0 | 0 | 0 | 0 | 0 | 0 | 0 | 0 | 0 | 0 | 0 | 0 | 0 | 0 | 0 | 0 | 0 | 0 | 0
2020-05-03 02:00 | 0.00 | 0 | 0 | 0 | 0 | 0 | 0 | 0 | 0 | 0 | 0 | 0 | 0 | 0 | 0 | 0 | 0 | 0 | 0 | 0 | 0 | 0 | 0
2020-05-03 02:01 | 0.00 | 0 | 0 | 0 | 0 | 0 | 0 | 0 | 0 | 0 | 0 | 0 | 0 | 0 | 0 | 0 | 0 | 0 | 0 | 0 | 0 | 0 | 0
2020-05-03 02:02 | 0.00 | 0 | 0 | 0 | 0 | 0 | 0 | 0 | 0 | 0 | 0 | 0 | 0 | 0 | 0 | 0 | 0 | 0 | 0 | 0 | 0 | 0 | 0
2020-05-03 02:03 | 0.00 | 0 | 0 | 0 | 0 | 0 | 0 | 0 | 0 | 0 | 0 | 0 | 0 | 0 | 0 | 0 | 0 | 0 | 0 | 0 | 0 | 0 | 0
2020-05-03 02:04 | 0.00 | 0 | 0 | 0 | 0 | 0 | 0 | 0 | 0 | 0 | 0 | 0 | 0 | 0 | 0 | 0 | 0 | 0 | 0 | 0 | 0 | 0 | 0
2020-05-03 02:05 | 0.00 | 0 | 0 | 0 | 0 | 0 | 0 | 0 | 0 | 0 | 0 | 0 | 0 | 0 | 0 | 0 | 0 | 0 | 0 | 0 | 0 | 0 | 0
2020-05-03 02:06 | 0.00 | 0.17442 | 0.18034 | 0.16558 | 0.20119 | 0.15898 | 0.18172 | 0.23163 | 0.15149 | 0.17709 | 0.18558 | 0.14632 | 0.15589 | 0.1426 | 0.13522 | 0.1828 | 0.48166 | 0.18204 | 0.20787 | 0.20787 | 0.13522 | 0.17009 | 0.10997
2020-05-03 02:07 | 0.00 | 18.9552 | 20.0586 | 16.7698 | 23.8798 | 16.7375 | 20.7884 | 29.3598 | 16.7007 | 19.4506 | 16.8678 | 15.3729 | 16.7223 | 10.7386 | 10.663 | 16.8542 | 18.0986 | 28.2118 | 28.3343 | 28.3343 | 10.663 | 24.8657 | 10.4492
2020-05-03 02:08 | 0.00 | 0.51878 | 0.51098 | 0.51964 | 0.51186 | 0.50645 | 0.51121 | 0.49911 | 0.49146 | 0.51085 | 0.55963 | 0.49069 | 0.50027 | 0.48641 | 0.47162 | 0.55408 | 1.0703 | 0.41716 | 0.46882 | 0.46882 | 0.47162 | 0.43897 | 0.42097
2020-05-03 02:09 | 0.00 | 11.0038 | 10.9699 | 11.0433 | 10.9845 | 11.004 | 10.8264 | 10.8521 | 10.9593 | 10.9679 | 11.1623 | 10.9506 | 10.9856 | 10.747 | 10.7026 | 11.1458 | 12.6731 | 10.4878 | 10.6418 | 10.6418 | 10.7026 | 10.6644 | 10.5504
2020-05-03 02:10 | 0.00 | 46.785 | 46.6025 | 46.887 | 46.7245 | 46.851 | 46.1042 | 46.2622 | 46.8099 | 46.5881 | 46.9959 | 46.7597 | 46.834 | 45.6965 | 45.6544 | 46.9809 | 48.2732 | 45.6035 | 45.7457 | 45.7457 | 45.6544 | 46.1527 | 45.5089
2020-05-03 02:11 | 0.00 | 110.3428 | 108.4192 | 109.6207 | 109.4821 | 109.5965 | 109.6814 | 108.5753 | 109.5687 | 108.3077 | 109.692 | 109.2411 | 109.5851 | 104.8369 | 104.8082 | 109.6823 | 110.1042 | 109.2282 | 109.325 | 109.325 | 104.8082 | 109.9912 | 104.7193
2020-05-03 02:12 | 0.00 | 78.7187 | 78.0965 | 78.7753 | 78.3363 | 78.7439 | 77.7029 | 77.4424 | 78.7081 | 78.0763 | 78.8692 | 78.63 | 78.7292 | 76.7208 | 76.6897 | 78.8563 | 79.8021 | 76.8987 | 77.0237 | 77.0237 | 76.6897 | 77.7946 | 76.5917
2020-05-03 02:13 | 0.00 | 138.3744 | 127.481 | 134.0416 | 130.4842 | 134.0253 | 140.9763 | 126.6321 | 134.0062 | 127.3249 | 134.088 | 133.433 | 134.0175 | 123.0862 | 123.2061 | 134.0818 | 133.9259 | 137.5362 | 137.5973 | 137.5973 | 123.2061 | 138.2716 | 123.8721
2020-05-03 02:14 | 0.00 | 103.886 | 96.4421 | 101.3351 | 97.9622 | 101.309 | 105.2008 | 94.5469 | 101.2791 | 96.4182 | 101.4123 | 101.0822 | 101.2967 | 95.0275 | 95.1162 | 101.4017 | 101.9606 | 101.7735 | 101.8763 | 101.8763 | 95.1162 | 102.8381 | 95.6236
2020-05-03 02:15 | 0.00 | 37.4536 | 36.2053 | 37.1745 | 36.3899 | 37.1377 | 37.287 | 35.5095 | 37.0959 | 36.2114 | 37.2856 | 37.0816 | 37.1205 | 35.8926 | 35.8737 | 37.2702 | 38.6136 | 36.2287 | 36.3734 | 36.3734 | 35.8737 | 36.7518 | 35.8458
2020-05-03 02:16 | 0.00 | 7.708 | 7.5982 | 7.7133 | 7.6037 | 7.6739 | 7.6093 | 7.4689 | 7.6291 | 7.5994 | 7.8328 | 7.6285 | 7.6554 | 7.4884 | 7.4462 | 7.8162 | 9.3545 | 7.2239 | 7.3784 | 7.3784 | 7.4462 | 7.3758 | 7.3048
2020-05-03 02:17 | 0.00 | 1.0939 | 1.0378 | 1.0724 | 1.0378 | 1.0526 | 1.1107 | 1.0144 | 1.0301 | 1.0378 | 1.1324 | 1.0329 | 1.0433 | 1.0123 | 0.99159 | 1.124 | 2.137 | 0.90455 | 0.98203 | 0.98203 | 0.99159 | 0.94978 | 0.92404
2020-05-03 02:18 | 0.00 | 0 | 0 | 0 | 0 | 0 | 0 | 0 | 0 | 0 | 0 | 0 | 0 | 0 | 0 | 0 | 0 | 0 | 0 | 0 | 0 | 0 | 0
2020-05-03 02:19 | 0.00 | 0 | 0 | 0 | 0 | 0 | 0 | 0 | 0 | 0 | 0 | 0 | 0 | 0 | 0 | 0 | 0 | 0 | 0 | 0 | 0 | 0 | 0
2020-05-03 02:20 | 0.00 | 0 | 0 | 0 | 0 | 0 | 0 | 0 | 0 | 0 | 0 | 0 | 0 | 0 | 0 | 0 | 0 | 0 | 0 | 0 | 0 | 0 | 0
2020-05-03 02:21 | 0.00 | 0 | 0 | 0 | 0 | 0 | 0 | 0 | 0 | 0 | 0 | 0 | 0 | 0 | 0 | 0 | 0 | 0 | 0 | 0 | 0 | 0 | 0
2020-05-03 02:22 | 0.00 | 0 | 0 | 0 | 0 | 0 | 0 | 0 | 0 | 0 | 0 | 0 | 0 | 0 | 0 | 0 | 0 | 0 | 0 | 0 | 0 | 0 | 0
2020-05-03 02:23 | 0.00 | 0 | 0 | 0 | 0 | 0 | 0 | 0 | 0 | 0 | 0 | 0 | 0 | 0 | 0 | 0 | 0 | 0 | 0 | 0 | 0 | 0 | 0
2020-05-03 02:24 | 0.00 | 0 | 0 | 0 | 0 | 0 | 0 | 0 | 0 | 0 | 0 | 0 | 0 | 0 | 0 | 0 | 0 | 0 | 0 | 0 | 0 | 0 | 0
2020-05-03 02:25 | 0.00 | 0 | 0 | 0 | 0 | 0 | 0 | 0 | 0 | 0 | 0 | 0 | 0 | 0 | 0 | 0 | 0 | 0 | 0 | 0 | 0 | 0 | 0
2020-05-03 02:26 | 0.00 | 0 | 0 | 0 | 0 | 0 | 0 | 0 | 0 | 0 | 0 | 0 | 0 | 0 | 0 | 0 | 0 | 0 | 0 | 0 | 0 | 0 | 0
2020-05-03 02:27 | 0.00 | 0 | 0 | 0 | 0 | 0 | 0 | 0 | 0 | 0 | 0 | 0 | 0 | 0 | 0 | 0 | 0 | 0 | 0 | 0 | 0 | 0 | 0
2020-05-03 02:28 | 0.00 | 0 | 0 | 0 | 0 | 0 | 0 | 0 | 0 | 0 | 0 | 0 | 0 | 0 | 0 | 0 | 0 | 0 | 0 | 0 | 0 | 0 | 0
2020-05-03 02:29 | 0.00 | 0 | 0 | 0 | 0 | 0 | 0 | 0 | 0 | 0 | 0 | 0 | 0 | 0 | 0 | 0 | 0 | 0 | 0 | 0 | 0 | 0 | 0
2020-05-03 02:30 | 0.00 | 0 | 0 | 0 | 0 | 0 | 0 | 0 | 0 | 0 | 0 | 0 | 0 | 0 | 0 | 0 | 0.23491 | 0 | 0 | 0 | 0 | 0 | 0
2020-05-03 02:31 | 0.00 | 13.0138 | 13.0286 | 12.9688 | 13.202 | 12.9295 | 12.8909 | 13.2854 | 12.8849 | 13.0013 | 13.0877 | 12.8202 | 12.9111 | 12.3988 | 12.3524 | 13.0712 | 14.5951 | 12.8621 | 13.0158 | 13.0158 | 12.3524 | 12.9135 | 12.1922
2020-05-03 02:32 | 0.00 | 120.0928 | 114.9643 | 105.1492 | 134.496 | 105.1251 | 131.9137 | 154.6463 | 105.0972 | 112.034 | 105.2204 | 97.7098 | 105.1136 | 53.2345 | 52.4513 | 105.2107 | 105.6299 | 161.0506 | 161.0692 | 161.0692 | 52.4513 | 147.1477 | 48.8518
2020-05-03 02:33 | 0.00 | 182.5028 | 167.6001 | 164.1111 | 188.9055 | 164.1061 | 196.7197 | 205.2195 | 164.0995 | 164.6533 | 164.1218 | 156.5266 | 164.1035 | 102.8172 | 102.1289 | 164.1207 | 163.1398 | 221.4306 | 221.3463 | 221.3463 | 102.1289 | 208.4687 | 98.9922
2020-05-03 02:34 | 0.00 | 247.2477 | 219.2123 | 224.7083 | 242.2858 | 224.7326 | 264.687 | 252.8976 | 224.7587 | 216.3628 | 224.6258 | 217.3229 | 224.7436 | 155.9089 | 155.5124 | 224.6381 | 221.7312 | 282.8201 | 282.5885 | 282.5885 | 155.5124 | 271.2166 | 153.8304
2020-05-03 02:35 | 0.00 | 270.1257 | 232.2647 | 246.7962 | 253.3395 | 246.8338 | 288.4206 | 255.6548 | 246.8746 | 230.0331 | 246.6717 | 240.8881 | 246.8509 | 182.9831 | 182.9951 | 246.6899 | 243.6976 | 296.3983 | 296.128 | 296.128 | 182.9951 | 288.0459 | 183.3086
2020-05-03 02:36 | 0.00 | 279.3247 | 230.8165 | 254.6974 | 250.1686 | 254.7401 | 299.1323 | 243.9196 | 254.7866 | 229.188 | 254.5568 | 250.1498 | 254.7595 | 195.2942 | 195.7046 | 254.5774 | 251.6213 | 297.035 | 296.7629 | 296.7629 | 195.7046 | 291.6443 | 197.97
2020-05-03 02:37 | 0.00 | 163.5796 | 140.6111 | 153.3836 | 147.8209 | 153.3802 | 171.4033 | 142.022 | 153.3753 | 140.1505 | 153.3894 | 151.905 | 153.3783 | 130.0956 | 130.354 | 153.389 | 152.6124 | 166.791 | 166.7756 | 166.7756 | 130.354 | 166.1476 | 131.7526
2020-05-03 02:38 | 0.00 | 68.9366 | 67.9443 | 68.874 | 68.1459 | 68.8408 | 68.1657 | 67.0908 | 68.8029 | 67.9407 | 68.9738 | 68.7616 | 68.8252 | 67.0435 | 67.0215 | 68.9601 | 70.0431 | 67.0989 | 67.2308 | 67.2308 | 67.0215 | 67.9619 | 66.9717
2020-05-03 02:39 | 0.00 | 49.2519 | 48.2797 | 49.1428 | 48.4104 | 49.1067 | 48.7714 | 47.4969 | 49.0655 | 48.2862 | 49.2518 | 49.0536 | 49.0897 | 47.8189 | 47.7961 | 49.2367 | 50.5326 | 47.725 | 47.8675 | 47.8675 | 47.7961 | 48.4014 | 47.7472
2020-05-03 02:40 | 0.00 | 15.7653 | 15.4922 | 15.7529 | 15.5084 | 15.7138 | 15.5908 | 15.239 | 15.6694 | 15.4955 | 15.8714 | 15.6711 | 15.6955 | 15.3423 | 15.3039 | 15.855 | 17.3696 | 15.0474 | 15.2007 | 15.2007 | 15.3039 | 15.3116 | 15.1816
2020-05-03 02:41 | 0.00 | 5.3056 | 4.9188 | 5.129 | 4.919 | 5.1027 | 5.4875 | 4.8496 | 5.0728 | 4.9188 | 5.2087 | 5.0971 | 5.0904 | 4.9233 | 4.9052 | 5.1976 | 6.2231 | 4.7937 | 4.8967 | 4.8967 | 4.9052 | 4.9492 | 4.8686
2020-05-03 02:42 | 0.00 | 0 | 0 | 0 | 0 | 0 | 0 | 0 | 0 | 0 | 0 | 0 | 0 | 0 | 0 | 0 | 0 | 0 | 0 | 0 | 0 | 0 | 0
2020-05-03 02:43 | 0.00 | 0 | 0 | 0 | 0 | 0 | 0 | 0 | 0 | 0 | 0 | 0 | 0 | 0 | 0 | 0 | 0 | 0 | 0 | 0 | 0 | 0 | 0
2020-05-03 02:44 | 0.00 | 0 | 0 | 0 | 0 | 0 | 0 | 0 | 0 | 0 | 0 | 0 | 0 | 0 | 0 | 0 | 0 | 0 | 0 | 0 | 0 | 0 | 0
2020-05-03 02:45 | 0.00 | 0 | 0 | 0 | 0 | 0 | 0 | 0 | 0 | 0 | 0 | 0 | 0 | 0 | 0 | 0 | 0 | 0 | 0 | 0 | 0 | 0 | 0
2020-05-03 02:46 | 0.00 | 0 | 0 | 0 | 0 | 0 | 0 | 0 | 0 | 0 | 0 | 0 | 0 | 0 | 0 | 0 | 0 | 0 | 0 | 0 | 0 | 0 | 0
2020-05-03 02:47 | 0.00 | 0 | 0 | 0 | 0 | 0 | 0 | 0 | 0 | 0 | 0 | 0 | 0 | 0 | 0 | 0 | 0 | 0 | 0 | 0 | 0 | 0 | 0
2020-05-03 02:48 | 0.00 | 0 | 0 | 0 | 0 | 0 | 0 | 0 | 0 | 0 | 0 | 0 | 0 | 0 | 0 | 0 | 0 | 0 | 0 | 0 | 0 | 0 | 0
2020-05-03 02:49 | 0.00 | 0 | 0 | 0 | 0 | 0 | 0 | 0 | 0 | 0 | 0 | 0 | 0 | 0 | 0 | 0 | 0 | 0 | 0 | 0 | 0 | 0 | 0
2020-05-03 02:50 | 0.00 | 0 | 0 | 0 | 0 | 0 | 0 | 0 | 0 | 0 | 0 | 0 | 0 | 0 | 0 | 0 | 0 | 0 | 0 | 0 | 0 | 0 | 0
2020-05-03 02:51 | 0.00 | 0 | 0 | 0 | 0 | 0 | 0 | 0 | 0 | 0 | 0 | 0 | 0 | 0 | 0 | 0 | 0 | 0 | 0 | 0 | 0 | 0 | 0
2020-05-03 02:52 | 0.00 | 0 | 0 | 0 | 0 | 0 | 0 | 0 | 0 | 0 | 0 | 0 | 0 | 0 | 0 | 0 | 0 | 0 | 0 | 0 | 0 | 0 | 0
2020-05-03 02:53 | 0.00 | 0 | 0 | 0 | 0 | 0 | 0 | 0 | 0 | 0 | 0 | 0 | 0 | 0 | 0 | 0 | 0 | 0 | 0 | 0 | 0 | 0 | 0
2020-05-03 02:54 | 0.00 | 0.40617 | 0.42353 | 0.38536 | 0.47297 | 0.37877 | 0.42389 | 0.54981 | 0.37128 | 0.4159 | 0.40535 | 0.35933 | 0.37568 | 0.3466 | 0.33922 | 0.40258 | 0.66163 | 0.48655 | 0.51237 | 0.51237 | 0.33922 | 0.44716 | 0.31398
2020-05-03 02:55 | 0.00 | 18.8255 | 18.8999 | 18.5507 | 19.4766 | 18.5118 | 18.8472 | 20.065 | 18.4676 | 18.8098 | 18.6685 | 18.2619 | 18.4936 | 17.2069 | 17.1526 | 18.6521 | 20.1506 | 19.5547 | 19.7067 | 19.7067 | 17.1526 | 19.3067 | 16.9561
2020-05-03 02:56 | 0.00 | 116.5149 | 111.0872 | 102.5473 | 129.1475 | 102.5226 | 127.535 | 147.3751 | 102.4943 | 108.397 | 102.62 | 95.702 | 102.511 | 54.26 | 53.5437 | 102.61 | 103.0644 | 153.9391 | 153.964 | 153.964 | 53.5437 | 141.247 | 50.2559
2020-05-03 02:57 | 0.00 | 131.0661 | 123.8067 | 121.0327 | 135.9218 | 121.0137 | 138.4142 | 145.5737 | 120.9915 | 122.097 | 121.0877 | 116.6016 | 121.0046 | 86.0214 | 85.5839 | 121.0803 | 121.1239 | 153.042 | 153.0599 | 153.0599 | 85.5839 | 145.819 | 83.5954
2020-05-03 02:58 | 0.00 | 214.4103 | 191.5045 | 196.605 | 209.5928 | 196.6197 | 228.0233 | 217.2136 | 196.635 | 189.3016 | 196.5532 | 190.8702 | 196.6262 | 142.5423 | 142.2553 | 196.5611 | 194.7271 | 241.5092 | 241.3446 | 241.3446 | 142.2553 | 232.7359 | 141.0632
2020-05-03 02:59 | 0.00 | 141.3183 | 133.5504 | 137.1523 | 137.5261 | 137.1378 | 143.5368 | 136.6852 | 137.1207 | 133.1505 | 137.1929 | 136.0026 | 137.1308 | 123.8163 | 123.8114 | 137.1876 | 136.899 | 143.9094 | 143.9561 | 143.9561 | 123.8114 | 143.4607 | 123.8651
2020-05-03 03:00 | 0.00 | 261.7673 | 219.7797 | 240.1862 | 236.8951 | 240.2216 | 278.9799 | 231.8497 | 240.26 | 218.3092 | 240.0687 | 236.0807 | 240.2377 | 187.5511 | 187.8792 | 240.086 | 237.5199 | 277.6553 | 277.4246 | 277.4246 | 187.8792 | 272.8633 | 189.7114
2020-05-03 03:01 | 0.00 | 182.56 | 154.9677 | 170.4039 | 163.2778 | 170.403 | 192.1472 | 156.0881 | 170.401 | 154.4676 | 170.4014 | 168.7553 | 170.4023 | 143.6719 | 143.9983 | 170.4022 | 169.1215 | 186.1512 | 186.1271 | 186.1271 | 143.9983 | 185.4205 | 145.7438
2020-05-03 03:02 | 0.00 | 159.2894 | 127.8472 | 147.223 | 134.348 | 147.2116 | 169.3798 | 122.8126 | 147.198 | 127.7457 | 147.2536 | 146.4407 | 147.2061 | 125.3742 | 125.8676 | 147.2497 | 146.7309 | 157.8982 | 157.9285 | 157.9285 | 125.8676 | 158.8039 | 128.4349
2020-05-03 03:03 | 0.00 | 150.2663 | 95.0332 | 130.943 | 102.6641 | 130.9276 | 168.0282 | 79.3883 | 130.9094 | 95.4389 | 130.9865 | 130.9912 | 130.9202 | 104.4255 | 105.4575 | 130.9807 | 130.7596 | 142.8852 | 142.9293 | 142.9293 | 105.4575 | 145.7258 | 110.7364
2020-05-03 03:04 | 0.00 | 84.6984 | 32.2795 | 66.5604 | 35.7431 | 66.5273 | 103.4097 | 19.4216 | 66.4895 | 32.9725 | 66.66 | 67.8241 | 66.5117 | 50.2621 | 51.3492 | 66.6462 | 67.7222 | 71.3974 | 71.5238 | 71.5238 | 51.3492 | 75.9388 | 56.9787
2020-05-03 03:05 | 0.00 | 4.809 | 4.5729 | 4.7105 | 4.5729 | 4.6842 | 4.8894 | 4.5094 | 4.6543 | 4.5729 | 4.7903 | 4.6678 | 4.6719 | 4.5428 | 4.5202 | 4.7792 | 5.8062 | 4.3977 | 4.5008 | 4.5008 | 4.5202 | 4.5213 | 4.4571
2020-05-03 03:06 | 0.00 | 0 | 0 | 0 | 0 | 0 | 0 | 0 | 0 | 0 | 0 | 0 | 0 | 0 | 0 | 0 | 0 | 0 | 0 | 0 | 0 | 0 | 0
2020-05-03 03:07 | 0.00 | 0 | 0 | 0 | 0 | 0 | 0 | 0 | 0 | 0 | 0 | 0 | 0 | 0 | 0 | 0 | 0 | 0 | 0 | 0 | 0 | 0 | 0
2020-05-03 03:08 | 0.00 | 0 | 0 | 0 | 0 | 0 | 0 | 0 | 0 | 0 | 0 | 0 | 0 | 0 | 0 | 0 | 0 | 0 | 0 | 0 | 0 | 0 | 0
2020-05-03 03:09 | 0.00 | 0 | 0 | 0 | 0 | 0 | 0 | 0 | 0 | 0 | 0 | 0 | 0 | 0 | 0 | 0 | 0 | 0 | 0 | 0 | 0 | 0 | 0
2020-05-03 03:10 | 0.00 | 0 | 0 | 0 | 0 | 0 | 0 | 0 | 0 | 0 | 0 | 0 | 0 | 0 | 0 | 0 | 0 | 0 | 0 | 0 | 0 | 0 | 0
2020-05-03 03:11 | 0.00 | 0 | 0 | 0 | 0 | 0 | 0 | 0 | 0 | 0 | 0 | 0 | 0 | 0 | 0 | 0 | 0 | 0 | 0 | 0 | 0 | 0 | 0
2020-05-03 03:12 | 0.00 | 0 | 0 | 0 | 0 | 0 | 0 | 0 | 0 | 0 | 0 | 0 | 0 | 0 | 0 | 0 | 0 | 0 | 0 | 0 | 0 | 0 | 0
2020-05-03 03:13 | 0.00 | 0 | 0 | 0 | 0 | 0 | 0 | 0 | 0 | 0 | 0 | 0 | 0 | 0 | 0 | 0 | 0 | 0 | 0 | 0 | 0 | 0 | 0
2020-05-03 03:14 | 0.00 | 0 | 0 | 0 | 0 | 0 | 0 | 0 | 0 | 0 | 0 | 0 | 0 | 0 | 0 | 0 | 0 | 0 | 0 | 0 | 0 | 0 | 0
2020-05-03 03:15 | 0.00 | 0 | 0 | 0 | 0 | 0 | 0 | 0 | 0 | 0 | 0 | 0 | 0 | 0 | 0 | 0 | 0 | 0 | 0 | 0 | 0 | 0 | 0
2020-05-03 03:16 | 0.00 | 0 | 0 | 0 | 0 | 0 | 0 | 0 | 0 | 0 | 0 | 0 | 0 | 0 | 0 | 0 | 0 | 0 | 0 | 0 | 0 | 0 | 0
2020-05-03 03:17 | 0.00 | 0 | 0 | 0 | 0 | 0 | 0 | 0 | 0 | 0 | 0 | 0 | 0 | 0 | 0 | 0 | 0 | 0 | 0 | 0 | 0 | 0 | 0
2020-05-03 03:18 | 0.00 | 0 | 0 | 0 | 0 | 0 | 0 | 0.017159 | 0 | 0 | 0 | 0 | 0 | 0 | 0 | 0 | 0.25176 | 0 | 0.00061295 | 0.00061295 | 0 | 0 | 0
2020-05-03 03:19 | 0.00 | 45.9129 | 47.768 | 37.1202 | 61.3354 | 37.0831 | 53.5186 | 79.2487 | 37.0408 | 45.633 | 37.2326 | 32.0983 | 37.0656 | 11.8845 | 11.6133 | 37.217 | 38.5896 | 78.4787 | 78.5913 | 78.5913 | 11.6133 | 66.9949 | 10.5449
2020-05-03 03:20 | 0.00 | 127.5076 | 121.6355 | 110.2972 | 144.0725 | 110.2736 | 141.3525 | 167.4309 | 110.2464 | 118.2745 | 110.3665 | 101.8006 | 110.2624 | 51.8296 | 50.9683 | 110.3571 | 110.734 | 175.0326 | 175.0378 | 175.0378 | 50.9683 | 158.8306 | 47.0227
2020-05-03 03:21 | 0.00 | 194.3056 | 177.2091 | 173.7939 | 200.7322 | 173.7927 | 210.3444 | 218.528 | 173.7904 | 173.9763 | 173.7924 | 165.4828 | 173.7919 | 106.4604 | 105.727 | 173.7931 | 172.531 | 237.3137 | 237.1972 | 237.1972 | 105.727 | 222.9474 | 102.3892
2020-05-03 03:22 | 0.00 | 172.691 | 157.6784 | 160.0589 | 171.0422 | 160.0576 | 182.0582 | 177.5941 | 160.0553 | 155.995 | 160.0575 | 155.6662 | 160.0568 | 120.0632 | 119.7838 | 160.0581 | 159.0104 | 193.1918 | 193.1203 | 193.1203 | 119.7838 | 186.5935 | 118.584
2020-05-03 03:23 | 0.00 | 91.8452 | 90.7963 | 91.6126 | 91.373 | 91.5839 | 90.9396 | 90.5311 | 91.5511 | 90.7357 | 91.698 | 91.3649 | 91.5704 | 88.4453 | 88.4122 | 91.6862 | 92.4341 | 90.3493 | 90.4636 | 90.4636 | 88.4122 | 91.1793 | 88.3035
2020-05-03 03:24 | 0.00 | 209.0244 | 178.8698 | 194.25 | 190.2304 | 194.2628 | 220.5655 | 185.2015 | 194.2761 | 177.9634 | 194.2039 | 191.6228 | 194.2685 | 158.7736 | 159.0403 | 194.211 | 192.5174 | 217.8744 | 217.7711 | 217.7711 | 159.0403 | 215.3894 | 160.5147
2020-05-03 03:25 | 0.00 | 259.4671 | 201.8887 | 234.1333 | 218.7403 | 234.1636 | 280.7201 | 204.0774 | 234.1962 | 200.936 | 234.0321 | 231.0383 | 234.1773 | 181.6959 | 182.4538 | 234.047 | 231.231 | 268.5584 | 268.3625 | 268.3625 | 182.4538 | 266.056 | 186.4245
2020-05-03 03:26 | 0.00 | 243.1776 | 169.0463 | 214.5265 | 184.4299 | 214.5452 | 268.3574 | 158.0134 | 214.565 | 168.8309 | 214.4619 | 212.8811 | 214.5535 | 165.397 | 166.6369 | 214.4716 | 211.802 | 243.0809 | 242.9509 | 242.9509 | 166.6369 | 243.6524 | 172.9959
2020-05-03 03:27 | 0.00 | 99.3728 | 77.151 | 91.5455 | 80.4767 | 91.5183 | 106.1497 | 71.0736 | 91.487 | 77.2697 | 91.6265 | 91.4051 | 91.5054 | 79.4987 | 79.875 | 91.6154 | 92.2609 | 95.8955 | 95.9975 | 95.9975 | 79.875 | 97.3384 | 81.8456
2020-05-03 03:28 | 0.00 | 72.1371 | 32.7522 | 58.5125 | 35.2667 | 58.478 | 86.1217 | 23.1161 | 58.4386 | 33.2777 | 58.6167 | 59.447 | 58.4617 | 46.2115 | 47.0142 | 58.6023 | 59.7841 | 61.8536 | 61.9869 | 61.9869 | 47.0142 | 65.3843 | 51.1938
2020-05-03 03:29 | 0.00 | 8.176 | 5.7174 | 7.0988 | 5.7174 | 7.0726 | 9.4327 | 5.6449 | 7.0428 | 5.7174 | 7.1781 | 7.171 | 7.0603 | 6.4041 | 6.4401 | 7.1671 | 8.185 | 6.8148 | 6.9174 | 6.9174 | 6.4401 | 7.2423 | 6.6919
2020-05-03 03:30 | 0.00 | 0 | 0 | 0 | 0 | 0 | 0 | 0 | 0 | 0 | 0 | 0 | 0 | 0 | 0 | 0 | 0 | 0 | 0 | 0 | 0 | 0 | 0
2020-05-03 03:31 | 0.00 | 0 | 0 | 0 | 0 | 0 | 0 | 0 | 0 | 0 | 0 | 0 | 0 | 0 | 0 | 0 | 0 | 0 | 0 | 0 | 0 | 0 | 0
2020-05-03 03:32 | 0.00 | 0 | 0 | 0 | 0 | 0 | 0 | 0 | 0 | 0 | 0 | 0 | 0 | 0 | 0 | 0 | 0 | 0 | 0 | 0 | 0 | 0 | 0
2020-05-03 03:33 | 0.00 | 0 | 0 | 0 | 0 | 0 | 0 | 0 | 0 | 0 | 0 | 0 | 0 | 0 | 0 | 0 | 0 | 0 | 0 | 0 | 0 | 0 | 0
2020-05-03 03:34 | 0.00 | 0 | 0 | 0 | 0 | 0 | 0 | 0 | 0 | 0 | 0 | 0 | 0 | 0 | 0 | 0 | 0 | 0 | 0 | 0 | 0 | 0 | 0
2020-05-03 03:35 | 0.00 | 0 | 0 | 0 | 0 | 0 | 0 | 0 | 0 | 0 | 0 | 0 | 0 | 0 | 0 | 0 | 0 | 0 | 0 | 0 | 0 | 0 | 0
2020-05-03 03:36 | 0.00 | 0 | 0 | 0 | 0 | 0 | 0 | 0 | 0 | 0 | 0 | 0 | 0 | 0 | 0 | 0 | 0 | 0 | 0 | 0 | 0 | 0 | 0
2020-05-03 03:37 | 0.00 | 0 | 0 | 0 | 0 | 0 | 0 | 0 | 0 | 0 | 0 | 0 | 0 | 0 | 0 | 0 | 0 | 0 | 0 | 0 | 0 | 0 | 0
2020-05-03 03:38 | 0.00 | 0 | 0 | 0 | 0 | 0 | 0 | 0 | 0 | 0 | 0 | 0 | 0 | 0 | 0 | 0 | 0 | 0 | 0 | 0 | 0 | 0 | 0
2020-05-03 03:39 | 0.00 | 0 | 0 | 0 | 0 | 0 | 0 | 0 | 0 | 0 | 0 | 0 | 0 | 0 | 0 | 0 | 0 | 0 | 0 | 0 | 0 | 0 | 0
2020-05-03 03:40 | 0.00 | 0 | 0 | 0 | 0 | 0 | 0 | 0 | 0 | 0 | 0 | 0 | 0 | 0 | 0 | 0 | 0 | 0 | 0 | 0 | 0 | 0 | 0
2020-05-03 03:41 | 0.00 | 0 | 0 | 0 | 0 | 0 | 0 | 0 | 0 | 0 | 0 | 0 | 0 | 0 | 0 | 0 | 0 | 0 | 0 | 0 | 0 | 0 | 0
2020-05-03 03:42 | 0.00 | 0.026245 | 0.028942 | 0.018374 | 0.04552 | 0.011777 | 0.03463 | 0.069731 | 0.0042802 | 0.026427 | 0.038378 | 0.00046955 | 0.0086846 | 0.0010272 | 0 | 0.0356 | 0.29389 | 0.025935 | 0.051773 | 0.051773 | 0 | 0.016487 | 0
2020-05-03 03:43 | 0.00 | 46.2145 | 47.6577 | 37.9516 | 60.365 | 37.9146 | 53.3765 | 77.1166 | 37.8725 | 45.6725 | 38.0635 | 33.2884 | 37.8972 | 14.2694 | 14.0005 | 38.048 | 39.4098 | 76.6561 | 76.7744 | 76.7744 | 14.0005 | 65.8606 | 12.895
2020-05-03 03:44 | 0.00 | 128.9723 | 122.6392 | 111.2792 | 145.5399 | 111.2559 | 143.2554 | 169.1972 | 111.2289 | 119.2142 | 111.3477 | 102.6116 | 111.2448 | 51.4378 | 50.5646 | 111.3384 | 111.6971 | 177.3287 | 177.3308 | 177.3308 | 50.5646 | 160.855 | 46.5659
2020-05-03 03:45 | 0.00 | 194.8586 | 177.2464 | 173.9028 | 201.1473 | 173.9017 | 211.2765 | 219.0906 | 173.8994 | 173.9583 | 173.9012 | 165.4392 | 173.9009 | 104.9405 | 104.1916 | 173.9019 | 172.6364 | 238.3213 | 238.2026 | 238.2026 | 104.1916 | 223.8309 | 100.7855
2020-05-03 03:46 | 0.00 | 240.6981 | 212.353 | 218.1273 | 235.2787 | 218.148 | 258.3258 | 245.6673 | 218.1699 | 209.5352 | 218.0566 | 210.8148 | 218.1572 | 149.9251 | 149.5428 | 218.0672 | 215.292 | 276.0192 | 275.8063 | 275.8063 | 149.5428 | 264.4552 | 147.9356
2020-05-03 03:47 | 0.00 | 267.5524 | 228.6333 | 243.5767 | 250.1715 | 243.6123 | 286.5449 | 252.5599 | 243.6508 | 226.3599 | 243.4586 | 237.549 | 243.6284 | 178.6677 | 178.6839 | 243.476 | 240.4715 | 294.6362 | 294.3711 | 294.3711 | 178.6839 | 285.966 | 179.0274
2020-05-03 03:48 | 0.00 | 273.8018 | 224.8122 | 248.8036 | 244.4166 | 248.8425 | 294.0835 | 238.3466 | 248.8847 | 223.1575 | 248.6752 | 244.1783 | 248.8601 | 188.9173 | 189.3239 | 248.694 | 245.7065 | 292.1371 | 291.8793 | 291.8793 | 189.3239 | 286.4836 | 191.5791
2020-05-03 03:49 | 0.00 | 258.0616 | 199.5873 | 232.386 | 216.7068 | 232.4148 | 279.6288 | 201.8074 | 232.4458 | 198.6235 | 232.2894 | 229.2598 | 232.4278 | 179.2609 | 180.0364 | 232.3037 | 229.2931 | 267.358 | 267.1679 | 267.1679 | 180.0364 | 264.7545 | 184.1
2020-05-03 03:50 | 0.00 | 219.4429 | 153.3284 | 193.7829 | 167.1756 | 193.791 | 242.007 | 143.8279 | 193.799 | 153.1144 | 193.7519 | 192.2472 | 193.7944 | 149.6161 | 150.7076 | 193.7568 | 191.8127 | 219.59 | 219.512 | 219.512 | 150.7076 | 220.0033 | 156.3213
2020-05-03 03:51 | 0.00 | 155.3653 | 89.7252 | 132.1881 | 98.6994 | 132.1711 | 177.0578 | 71.6603 | 132.1511 | 90.2075 | 132.2368 | 132.2669 | 132.1629 | 101.2615 | 102.4872 | 132.2303 | 132.1289 | 147.1885 | 147.2374 | 147.2374 | 102.4872 | 150.2484 | 108.7577
2020-05-03 03:52 | 0.00 | 84.3004 | 28.7848 | 64.6949 | 32.3676 | 64.6613 | 104.7683 | 16.6294 | 64.6229 | 29.4762 | 64.796 | 66.0344 | 64.6455 | 47.4226 | 48.572 | 64.7821 | 65.8949 | 70.4581 | 70.5862 | 70.5862 | 48.572 | 75.1257 | 54.5436
2020-05-03 03:53 | 0.00 | 8.7855 | 5.9089 | 7.4851 | 5.9089 | 7.4589 | 10.3289 | 5.841 | 7.4291 | 5.9089 | 7.5644 | 7.5797 | 7.4466 | 6.684 | 6.7312 | 7.5534 | 8.5713 | 7.2507 | 7.3533 | 7.3533 | 6.7312 | 7.729 | 7.0454
2020-05-03 03:54 | 0.00 | 0 | 0 | 0 | 0 | 0 | 0 | 0 | 0 | 0 | 0 | 0 | 0 | 0 | 0 | 0 | 0 | 0 | 0 | 0 | 0 | 0 | 0
2020-05-03 03:55 | 0.00 | 0 | 0 | 0 | 0 | 0 | 0 | 0 | 0 | 0 | 0 | 0 | 0 | 0 | 0 | 0 | 0 | 0 | 0 | 0 | 0 | 0 | 0
2020-05-03 03:56 | 0.00 | 0 | 0 | 0 | 0 | 0 | 0 | 0 | 0 | 0 | 0 | 0 | 0 | 0 | 0 | 0 | 0 | 0 | 0 | 0 | 0 | 0 | 0
2020-05-03 03:57 | 0.00 | 0 | 0 | 0 | 0 | 0 | 0 | 0 | 0 | 0 | 0 | 0 | 0 | 0 | 0 | 0 | 0 | 0 | 0 | 0 | 0 | 0 | 0
2020-05-03 03:58 | 0.00 | 0 | 0 | 0 | 0 | 0 | 0 | 0 | 0 | 0 | 0 | 0 | 0 | 0 | 0 | 0 | 0 | 0 | 0 | 0 | 0 | 0 | 0
2020-05-03 03:59 | 0.00 | 0 | 0 | 0 | 0 | 0 | 0 | 0 | 0 | 0 | 0 | 0 | 0 | 0 | 0 | 0 | 0 | 0 | 0 | 0 | 0 | 0 | 0
2020-05-03 04:00 | 0.00 | 0 | 0 | 0 | 0 | 0 | 0 | 0 | 0 | 0 | 0 | 0 | 0 | 0 | 0 | 0 | 0 | 0 | 0 | 0 | 0 | 0 | 0
2020-05-03 04:01 | 0.00 | 0 | 0 | 0 | 0 | 0 | 0 | 0 | 0 | 0 | 0 | 0 | 0 | 0 | 0 | 0 | 0 | 0 | 0 | 0 | 0 | 0 | 0
2020-05-03 04:02 | 0.00 | 0 | 0 | 0 | 0 | 0 | 0 | 0 | 0 | 0 | 0 | 0 | 0 | 0 | 0 | 0 | 0 | 0 | 0 | 0 | 0 | 0 | 0
2020-05-03 04:03 | 0.00 | 0 | 0 | 0 | 0 | 0 | 0 | 0 | 0 | 0 | 0 | 0 | 0 | 0 | 0 | 0 | 0 | 0 | 0 | 0 | 0 | 0 | 0
2020-05-03 04:04 | 0.00 | 0 | 0 | 0 | 0 | 0 | 0 | 0 | 0 | 0 | 0 | 0 | 0 | 0 | 0 | 0 | 0 | 0 | 0 | 0 | 0 | 0 | 0
2020-05-03 04:05 | 0.00 | 0 | 0 | 0 | 0 | 0 | 0 | 0 | 0 | 0 | 0 | 0 | 0 | 0 | 0 | 0 | 0 | 0 | 0 | 0 | 0 | 0 | 0
2020-05-03 04:06 | 0.00 | 0.041319 | 0.044612 | 0.032408 | 0.063551 | 0.025811 | 0.050764 | 0.091525 | 0.018314 | 0.041755 | 0.052412 | 0.014038 | 0.022719 | 0.014162 | 0.0067791 | 0.049633 | 0.30792 | 0.047132 | 0.07297 | 0.07297 | 0.0067791 | 0.03533 | 0
2020-05-03 04:07 | 0.00 | 45.2335 | 46.4961 | 36.9808 | 59.1276 | 36.9437 | 52.4339 | 75.7337 | 36.9015 | 44.5301 | 37.0931 | 32.3721 | 36.9263 | 13.7872 | 13.5308 | 37.0775 | 38.4475 | 75.4948 | 75.6142 | 75.6142 | 13.5308 | 64.745 | 12.4853
2020-05-03 04:08 | 0.00 | 125.436 | 119.0394 | 108.2668 | 141.1968 | 108.2426 | 139.35 | 164.0106 | 108.2147 | 115.7382 | 108.338 | 99.9189 | 108.2311 | 50.7352 | 49.9049 | 108.3283 | 108.75 | 172.207 | 172.2178 | 172.2178 | 49.9049 | 156.2392 | 46.1099
2020-05-03 04:09 | 0.00 | 189.6994 | 172.3827 | 169.3013 | 195.5922 | 169.2981 | 205.7356 | 212.9478 | 169.2936 | 169.2003 | 169.306 | 161.1093 | 169.2963 | 102.6634 | 101.9468 | 169.3058 | 168.1873 | 231.927 | 231.8229 | 231.8229 | 101.9468 | 217.8197 | 98.6934
2020-05-03 04:10 | 0.00 | 223.2662 | 197.6679 | 203.1098 | 218.0856 | 203.1237 | 238.9742 | 227.0882 | 203.1382 | 195.1728 | 203.0603 | 196.6193 | 203.1299 | 142.5109 | 142.1804 | 203.0679 | 200.8858 | 254.4929 | 254.3264 | 254.3264 | 142.1804 | 244.2769 | 140.8024
2020-05-03 04:11 | 0.00 | 221.0771 | 190.8386 | 202.9163 | 207.007 | 202.9335 | 235.3106 | 208.028 | 202.9515 | 189.1641 | 202.8569 | 198.4352 | 202.9411 | 153.9422 | 153.9756 | 202.8658 | 200.9474 | 240.5172 | 240.3643 | 240.3643 | 153.9756 | 234.3625 | 154.3531
2020-05-03 04:12 | 0.00 | 249.126 | 204.9739 | 226.7058 | 222.4474 | 226.7319 | 267.3437 | 216.7379 | 226.7599 | 203.5141 | 226.6177 | 222.5881 | 226.7437 | 173.3512 | 173.7179 | 226.6308 | 223.9684 | 265.2296 | 265.0417 | 265.0417 | 173.7179 | 260.2701 | 175.7591
2020-05-03 04:13 | 0.00 | 250.7734 | 194.1663 | 225.8713 | 210.7975 | 225.8963 | 271.7078 | 196.4694 | 225.9231 | 193.2242 | 225.7868 | 222.8179 | 225.9076 | 174.3175 | 175.0633 | 225.7994 | 222.8513 | 259.9164 | 259.7455 | 259.7455 | 175.0633 | 257.335 | 178.9771
2020-05-03 04:14 | 0.00 | 214.017 | 149.6665 | 189.0046 | 163.2274 | 189.0103 | 236.01 | 140.5997 | 189.0157 | 149.4471 | 188.9811 | 187.4812 | 189.0127 | 145.8595 | 146.9185 | 188.9849 | 187.214 | 214.3589 | 214.2921 | 214.2921 | 146.9185 | 214.6767 | 152.3694
2020-05-03 04:15 | 0.00 | 152.5232 | 88.4196 | 129.8052 | 97.2906 | 129.7874 | 173.7903 | 71.0545 | 129.7666 | 88.8734 | 129.8562 | 129.8403 | 129.7788 | 99.3572 | 100.5483 | 129.8494 | 129.8035 | 144.8137 | 144.8657 | 144.8657 | 100.5483 | 147.6953 | 106.6464
2020-05-03 04:16 | 0.00 | 75.6565 | 32.6404 | 60.5996 | 35.7139 | 60.5654 | 91.1468 | 22.1915 | 60.5264 | 33.1797 | 60.7026 | 61.5089 | 60.5493 | 46.5435 | 47.409 | 60.6883 | 61.8437 | 65.3617 | 65.4928 | 65.4928 | 47.409 | 68.8694 | 51.9116
2020-05-03 04:17 | 0.00 | 4.7527 | 4.4326 | 4.6142 | 4.4326 | 4.5879 | 4.8846 | 4.3688 | 4.558 | 4.4326 | 4.6939 | 4.5743 | 4.5755 | 4.4216 | 4.4005 | 4.6828 | 5.7089 | 4.3137 | 4.4167 | 4.4167 | 4.4005 | 4.4457 | 4.3469
2020-05-03 04:18 | 0.00 | 0 | 0 | 0 | 0 | 0 | 0 | 0 | 0 | 0 | 0 | 0 | 0 | 0 | 0 | 0 | 0 | 0 | 0 | 0 | 0 | 0 | 0
2020-05-03 04:19 | 0.00 | 0 | 0 | 0 | 0 | 0 | 0 | 0 | 0 | 0 | 0 | 0 | 0 | 0 | 0 | 0 | 0 | 0 | 0 | 0 | 0 | 0 | 0
2020-05-03 04:20 | 0.00 | 0 | 0 | 0 | 0 | 0 | 0 | 0 | 0 | 0 | 0 | 0 | 0 | 0 | 0 | 0 | 0 | 0 | 0 | 0 | 0 | 0 | 0
2020-05-03 04:21 | 0.00 | 0 | 0 | 0 | 0 | 0 | 0 | 0 | 0 | 0 | 0 | 0 | 0 | 0 | 0 | 0 | 0 | 0 | 0 | 0 | 0 | 0 | 0
2020-05-03 04:22 | 0.00 | 0 | 0 | 0 | 0 | 0 | 0 | 0 | 0 | 0 | 0 | 0 | 0 | 0 | 0 | 0 | 0 | 0 | 0 | 0 | 0 | 0 | 0
2020-05-03 04:23 | 0.00 | 0 | 0 | 0 | 0 | 0 | 0 | 0 | 0 | 0 | 0 | 0 | 0 | 0 | 0 | 0 | 0 | 0 | 0 | 0 | 0 | 0 | 0
2020-05-03 04:24 | 0.00 | 0 | 0 | 0 | 0 | 0 | 0 | 0 | 0 | 0 | 0 | 0 | 0 | 0 | 0 | 0 | 0 | 0 | 0 | 0 | 0 | 0 | 0
2020-05-03 04:25 | 0.00 | 0 | 0 | 0 | 0 | 0 | 0 | 0 | 0 | 0 | 0 | 0 | 0 | 0 | 0 | 0 | 0 | 0 | 0 | 0 | 0 | 0 | 0
2020-05-03 04:26 | 0.00 | 0 | 0 | 0 | 0 | 0 | 0 | 0 | 0 | 0 | 0 | 0 | 0 | 0 | 0 | 0 | 0 | 0 | 0 | 0 | 0 | 0 | 0
2020-05-03 04:27 | 0.00 | 0 | 0 | 0 | 0 | 0 | 0 | 0 | 0 | 0 | 0 | 0 | 0 | 0 | 0 | 0 | 0 | 0 | 0 | 0 | 0 | 0 | 0
2020-05-03 04:28 | 0.00 | 0 | 0 | 0 | 0 | 0 | 0 | 0 | 0 | 0 | 0 | 0 | 0 | 0 | 0 | 0 | 0 | 0 | 0 | 0 | 0 | 0 | 0
2020-05-03 04:29 | 0.00 | 0 | 0 | 0 | 0 | 0 | 0 | 0 | 0 | 0 | 0 | 0 | 0 | 0 | 0 | 0 | 0 | 0 | 0 | 0 | 0 | 0 | 0
2020-05-03 04:30 | 0.00 | 0.063426 | 0.06733 | 0.053395 | 0.08885 | 0.046798 | 0.073959 | 0.12086 | 0.039302 | 0.064101 | 0.073398 | 0.03452 | 0.043706 | 0.034088 | 0.026706 | 0.07062 | 0.32889 | 0.075809 | 0.10165 | 0.10165 | 0.026706 | 0.061497 | 0.0014498
2020-05-03 04:31 | 0.00 | 40.0763 | 40.7276 | 34.0481 | 49.8726 | 34.0106 | 45.2541 | 61.6771 | 33.968 | 39.3106 | 34.1614 | 30.6802 | 33.9931 | 16.7307 | 16.521 | 34.1457 | 35.5401 | 61.6439 | 61.7738 | 61.7738 | 16.521 | 53.9931 | 15.6759
2020-05-03 04:32 | 0.00 | 119.1355 | 112.9753 | 103.3842 | 133.2178 | 103.3587 | 131.8943 | 153.8813 | 103.3294 | 109.9693 | 103.4596 | 95.7734 | 103.3466 | 50.7972 | 50.0433 | 103.4493 | 103.9661 | 161.6584 | 161.6858 | 161.6858 | 50.0433 | 147.139 | 46.6032
2020-05-03 04:33 | 0.00 | 190.0246 | 172.2099 | 169.273 | 195.7444 | 169.2698 | 206.4249 | 213.2756 | 169.2653 | 168.9957 | 169.2776 | 161.0028 | 169.2681 | 102.1173 | 101.4049 | 169.2774 | 168.1558 | 232.9351 | 232.8284 | 232.8284 | 101.4049 | 218.5626 | 98.175
2020-05-03 04:34 | 0.00 | 238.5457 | 209.481 | 215.5352 | 232.7185 | 215.5544 | 256.6821 | 243.1706 | 215.5748 | 206.6408 | 215.469 | 208.155 | 215.563 | 146.9801 | 146.6058 | 215.4789 | 212.7856 | 274.5711 | 274.362 | 274.362 | 146.6058 | 262.7219 | 145.0412
2020-05-03 04:35 | 0.00 | 265.5156 | 225.8783 | 241.0859 | 247.729 | 241.12 | 285.0116 | 250.1697 | 241.1568 | 223.578 | 240.9729 | 234.9753 | 241.1354 | 175.5381 | 175.5565 | 240.9895 | 237.9778 | 293.2153 | 292.9544 | 292.9544 | 175.5565 | 284.3057 | 175.9157
2020-05-03 04:36 | 0.00 | 271.0166 | 221.3881 | 245.5966 | 241.2357 | 245.6334 | 291.7968 | 235.2098 | 245.6734 | 219.713 | 245.4746 | 240.8993 | 245.6501 | 185.2246 | 185.6303 | 245.4925 | 242.4926 | 289.8861 | 289.6347 | 289.6347 | 185.6303 | 284.0245 | 187.8859
2020-05-03 04:37 | 0.00 | 255.9703 | 196.7011 | 229.7885 | 214.0938 | 229.8157 | 278.1238 | 199.2341 | 229.845 | 195.7139 | 229.6969 | 226.5832 | 229.828 | 176.0039 | 176.7792 | 229.7104 | 226.7084 | 265.7904 | 265.6046 | 265.6046 | 176.7792 | 262.9854 | 180.8482
2020-05-03 04:38 | 0.00 | 218.9825 | 151.5545 | 192.625 | 165.7859 | 192.6325 | 242.2982 | 142.3328 | 192.6398 | 151.3143 | 192.596 | 191.0053 | 192.6356 | 147.4209 | 148.5233 | 192.6006 | 190.7025 | 219.6355 | 219.5577 | 219.5577 | 148.5233 | 219.8497 | 154.1995
2020-05-03 04:39 | 0.00 | 159.4563 | 89.389 | 134.4684 | 99.1785 | 134.4522 | 182.9623 | 70.8279 | 134.4332 | 89.866 | 134.5143 | 134.4738 | 134.4444 | 101.0616 | 102.3598 | 134.5082 | 134.344 | 151.4931 | 151.5353 | 151.5353 | 102.3598 | 154.4519 | 109.0054
2020-05-03 04:40 | 0.00 | 82.2093 | 29.6247 | 63.4823 | 33.2656 | 63.4486 | 101.7476 | 18.0813 | 63.41 | 30.2539 | 63.584 | 64.635 | 63.4327 | 46.4952 | 47.5631 | 63.5699 | 64.6944 | 69.7939 | 69.9221 | 69.9221 | 47.5631 | 73.9687 | 53.1205
2020-05-03 04:41 | 0.00 | 12.9113 | 3.5986 | 8.3097 | 3.5986 | 8.2836 | 18.66 | 3.5691 | 8.2539 | 3.5986 | 8.389 | 8.7579 | 8.2713 | 5.9426 | 6.1604 | 8.378 | 9.3926 | 8.559 | 8.6613 | 8.6613 | 6.1604 | 9.8838 | 7.4263
2020-05-03 04:42 | 0.00 | 0 | 0 | 0 | 0 | 0 | 0 | 0 | 0 | 0 | 0 | 0 | 0 | 0 | 0 | 0 | 0 | 0 | 0 | 0 | 0 | 0 | 0
2020-05-03 04:43 | 0.00 | 0 | 0 | 0 | 0 | 0 | 0 | 0 | 0 | 0 | 0 | 0 | 0 | 0 | 0 | 0 | 0 | 0 | 0 | 0 | 0 | 0 | 0
2020-05-03 04:44 | 0.00 | 0 | 0 | 0 | 0 | 0 | 0 | 0 | 0 | 0 | 0 | 0 | 0 | 0 | 0 | 0 | 0 | 0 | 0 | 0 | 0 | 0 | 0
2020-05-03 04:45 | 0.00 | 0 | 0 | 0 | 0 | 0 | 0 | 0 | 0 | 0 | 0 | 0 | 0 | 0 | 0 | 0 | 0 | 0 | 0 | 0 | 0 | 0 | 0
2020-05-03 04:46 | 0.00 | 0 | 0 | 0 | 0 | 0 | 0 | 0 | 0 | 0 | 0 | 0 | 0 | 0 | 0 | 0 | 0 | 0 | 0 | 0 | 0 | 0 | 0
2020-05-03 04:47 | 0.00 | 0 | 0 | 0 | 0 | 0 | 0 | 0 | 0 | 0 | 0 | 0 | 0 | 0 | 0 | 0 | 0 | 0 | 0 | 0 | 0 | 0 | 0
2020-05-03 04:48 | 0.00 | 0 | 0 | 0 | 0 | 0 | 0 | 0 | 0 | 0 | 0 | 0 | 0 | 0 | 0 | 0 | 0 | 0 | 0 | 0 | 0 | 0 | 0
2020-05-03 04:49 | 0.00 | 0 | 0 | 0 | 0 | 0 | 0 | 0 | 0 | 0 | 0 | 0 | 0 | 0 | 0 | 0 | 0 | 0 | 0 | 0 | 0 | 0 | 0
2020-05-03 04:50 | 0.00 | 0 | 0 | 0 | 0 | 0 | 0 | 0 | 0 | 0 | 0 | 0 | 0 | 0 | 0 | 0 | 0 | 0 | 0 | 0 | 0 | 0 | 0
2020-05-03 04:51 | 0.00 | 0 | 0 | 0 | 0 | 0 | 0 | 0 | 0 | 0 | 0 | 0 | 0 | 0 | 0 | 0 | 0 | 0 | 0 | 0 | 0 | 0 | 0
2020-05-03 04:52 | 0.00 | 0 | 0 | 0 | 0 | 0 | 0 | 0 | 0 | 0 | 0 | 0 | 0 | 0 | 0 | 0 | 0 | 0 | 0 | 0 | 0 | 0 | 0
2020-05-03 04:53 | 0.00 | 0 | 0 | 0 | 0 | 0 | 0 | 0 | 0 | 0 | 0 | 0 | 0 | 0 | 0 | 0 | 0 | 0 | 0 | 0 | 0 | 0 | 0
2020-05-03 04:54 | 0.00 | 0.19517 | 0.20355 | 0.17919 | 0.23916 | 0.1726 | 0.21099 | 0.29344 | 0.1651 | 0.19823 | 0.19919 | 0.15725 | 0.16951 | 0.15285 | 0.14547 | 0.19641 | 0.45459 | 0.24302 | 0.26885 | 0.26885 | 0.14547 | 0.2153 | 0.12022
2020-05-03 04:55 | 0.00 | 33.9332 | 34.3221 | 30.1931 | 40.1044 | 30.1552 | 37.0669 | 47.5344 | 30.1121 | 33.4309 | 30.3079 | 28.0675 | 30.1374 | 19.5587 | 19.4182 | 30.292 | 31.7207 | 47.3318 | 47.4722 | 47.4722 | 19.4182 | 42.5622 | 18.8659
2020-05-03 04:56 | 0.00 | 111.139 | 105.562 | 97.5123 | 123.0641 | 97.4853 | 122.1343 | 140.7904 | 97.4543 | 102.9751 | 97.5925 | 90.9591 | 97.4726 | 52.1883 | 51.5427 | 97.5815 | 98.2086 | 147.7091 | 147.757 | 147.757 | 51.5427 | 135.2083 | 48.6049
2020-05-03 04:57 | 0.00 | 178.6153 | 162.2667 | 159.8081 | 183.5484 | 159.801 | 193.4473 | 199.2351 | 159.7922 | 159.3665 | 159.8251 | 152.3346 | 159.7975 | 98.9749 | 98.3335 | 159.8231 | 158.9887 | 217.1737 | 217.1011 | 217.1011 | 98.3335 | 204.2694 | 95.4326
2020-05-03 04:58 | 0.00 | 223.2594 | 196.7327 | 202.3438 | 217.8333 | 202.356 | 239.7162 | 227.2158 | 202.3686 | 194.1571 | 202.2999 | 195.6375 | 202.3614 | 140.0112 | 139.6707 | 202.3066 | 200.0615 | 255.7871 | 255.6268 | 255.6268 | 139.6707 | 245.097 | 138.2528
2020-05-03 04:59 | 0.00 | 251.0654 | 214.2213 | 228.3767 | 234.4791 | 228.4031 | 269.184 | 236.6764 | 228.4314 | 212.093 | 228.2878 | 222.7029 | 228.4149 | 167.7144 | 167.729 | 228.3009 | 225.2801 | 276.7219 | 276.5073 | 276.5073 | 167.729 | 268.4681 | 168.0551
2020-05-03 05:00 | 0.00 | 265.0791 | 216.622 | 240.2281 | 236.0373 | 240.2616 | 285.4135 | 230.2211 | 240.2979 | 214.9805 | 240.1167 | 235.6239 | 240.2768 | 181.2012 | 181.5938 | 240.1331 | 237.12 | 283.5941 | 283.3603 | 283.3603 | 181.5938 | 277.8287 | 183.7827
2020-05-03 05:01 | 0.00 | 248.4028 | 191.2295 | 223.0798 | 208.0799 | 223.1032 | 269.8478 | 193.8687 | 223.1282 | 190.2649 | 223.0003 | 219.9521 | 223.1137 | 171.0176 | 171.7587 | 223.0121 | 220.1266 | 258.051 | 257.8847 | 257.8847 | 171.7587 | 255.2765 | 175.6553
2020-05-03 05:02 | 0.00 | 209.5349 | 146.0704 | 184.6441 | 159.5057 | 184.6478 | 231.5829 | 137.567 | 184.6508 | 145.8339 | 184.6274 | 183.086 | 184.6491 | 141.9498 | 142.9783 | 184.6302 | 183.0143 | 210.2481 | 210.19 | 210.19 | 142.9783 | 210.415 | 148.2819
2020-05-03 05:03 | 0.00 | 148.7425 | 86.8961 | 126.5907 | 95.6071 | 126.5719 | 169.5749 | 70.7382 | 126.5499 | 87.3005 | 126.6451 | 126.5487 | 126.5629 | 96.7889 | 97.923 | 126.6378 | 126.6682 | 141.7489 | 141.8051 | 141.8051 | 97.923 | 144.3599 | 103.7406
2020-05-03 05:04 | 0.00 | 73.8982 | 33.2238 | 59.4551 | 36.1947 | 59.4207 | 88.8347 | 23.8559 | 59.3814 | 33.7066 | 59.5589 | 60.2671 | 59.4045 | 45.8578 | 46.6652 | 59.5446 | 60.7183 | 64.3952 | 64.5272 | 64.5272 | 46.6652 | 67.619 | 50.8804
2020-05-03 05:05 | 0.00 | 8.4582 | 5.6887 | 7.16 | 5.6887 | 7.1338 | 10.0137 | 5.6169 | 7.1041 | 5.6887 | 7.2394 | 7.242 | 7.1215 | 6.3342 | 6.3744 | 7.2283 | 8.2466 | 6.9995 | 7.1021 | 7.1021 | 6.3744 | 7.4518 | 6.6652
2020-05-03 05:06 | 0.00 | 0 | 0 | 0 | 0 | 0 | 0 | 0 | 0 | 0 | 0 | 0 | 0 | 0 | 0 | 0 | 0 | 0 | 0 | 0 | 0 | 0 | 0
2020-05-03 05:07 | 0.00 | 0 | 0 | 0 | 0 | 0 | 0 | 0 | 0 | 0 | 0 | 0 | 0 | 0 | 0 | 0 | 0 | 0 | 0 | 0 | 0 | 0 | 0
2020-05-03 05:08 | 0.00 | 0 | 0 | 0 | 0 | 0 | 0 | 0 | 0 | 0 | 0 | 0 | 0 | 0 | 0 | 0 | 0 | 0 | 0 | 0 | 0 | 0 | 0
2020-05-03 05:09 | 0.00 | 0 | 0 | 0 | 0 | 0 | 0 | 0 | 0 | 0 | 0 | 0 | 0 | 0 | 0 | 0 | 0 | 0 | 0 | 0 | 0 | 0 | 0
2020-05-03 05:10 | 0.00 | 0 | 0 | 0 | 0 | 0 | 0 | 0 | 0 | 0 | 0 | 0 | 0 | 0 | 0 | 0 | 0 | 0 | 0 | 0 | 0 | 0 | 0
2020-05-03 05:11 | 0.00 | 0 | 0 | 0 | 0 | 0 | 0 | 0 | 0 | 0 | 0 | 0 | 0 | 0 | 0 | 0 | 0 | 0 | 0 | 0 | 0 | 0 | 0
2020-05-03 05:12 | 0.00 | 0 | 0 | 0 | 0 | 0 | 0 | 0 | 0 | 0 | 0 | 0 | 0 | 0 | 0 | 0 | 0 | 0 | 0 | 0 | 0 | 0 | 0
2020-05-03 05:13 | 0.00 | 0 | 0 | 0 | 0 | 0 | 0 | 0 | 0 | 0 | 0 | 0 | 0 | 0 | 0 | 0 | 0 | 0 | 0 | 0 | 0 | 0 | 0
2020-05-03 05:14 | 0.00 | 0 | 0 | 0 | 0 | 0 | 0 | 0 | 0 | 0 | 0 | 0 | 0 | 0 | 0 | 0 | 0 | 0 | 0 | 0 | 0 | 0 | 0
2020-05-03 05:15 | 0.00 | 0 | 0 | 0 | 0 | 0 | 0 | 0 | 0 | 0 | 0 | 0 | 0 | 0 | 0 | 0 | 0 | 0 | 0 | 0 | 0 | 0 | 0
2020-05-03 05:16 | 0.00 | 0 | 0 | 0 | 0 | 0 | 0 | 0 | 0 | 0 | 0 | 0 | 0 | 0 | 0 | 0 | 0 | 0 | 0 | 0 | 0 | 0 | 0
2020-05-03 05:17 | 0.00 | 0 | 0 | 0 | 0 | 0 | 0 | 0 | 0 | 0 | 0 | 0 | 0 | 0 | 0 | 0 | 0 | 0 | 0 | 0 | 0 | 0 | 0
2020-05-03 05:18 | 0.00 | 0 | 0 | 0 | 0 | 0 | 0 | 0 | 0 | 0 | 0 | 0 | 0 | 0 | 0 | 0 | 0.2057 | 0 | 0 | 0 | 0 | 0 | 0
2020-05-03 05:19 | 0.00 | 41.2629 | 41.7653 | 34.0388 | 52.5759 | 34.0014 | 47.6013 | 66.4766 | 33.9588 | 40.1001 | 34.1521 | 30.1091 | 33.9838 | 14.2141 | 13.9948 | 34.1364 | 35.529 | 66.8956 | 67.0213 | 67.0213 | 13.9948 | 57.7824 | 13.148
2020-05-03 05:20 | 0.00 | 122.1367 | 114.9712 | 104.9116 | 136.8668 | 104.8866 | 136.2394 | 159.0325 | 104.8578 | 111.7326 | 104.9856 | 96.7143 | 104.8748 | 48.3089 | 47.5172 | 104.9755 | 105.4587 | 168.1066 | 168.1234 | 168.1234 | 47.5172 | 152.3913 | 43.9115
2020-05-03 05:21 | 0.00 | 192.543 | 173.5985 | 170.6743 | 198.2391 | 170.6717 | 209.9431 | 216.5049 | 170.6677 | 170.2361 | 170.6774 | 162.0183 | 170.6702 | 100.2668 | 99.5267 | 170.6774 | 169.5204 | 237.4352 | 237.3188 | 237.3188 | 99.5267 | 222.3903 | 96.1746
2020-05-03 05:22 | 0.00 | 217.6656 | 192.1612 | 197.4382 | 212.6191 | 197.449 | 233.5516 | 221.8231 | 197.4599 | 189.6568 | 197.3989 | 190.9159 | 197.4537 | 136.9631 | 136.6243 | 197.405 | 195.3585 | 249.2499 | 249.0962 | 249.0962 | 136.6243 | 238.878 | 135.2095
2020-05-03 05:23 | 0.00 | 240.4781 | 206.6114 | 219.515 | 225.4748 | 219.5388 | 257.0778 | 227.7016 | 219.5644 | 204.6142 | 219.434 | 214.203 | 219.5496 | 162.7708 | 162.771 | 219.4461 | 217.0057 | 264.2824 | 264.0813 | 264.0813 | 162.771 | 256.6562 | 163.0115
2020-05-03 05:24 | 0.00 | 246.6508 | 202.0989 | 223.9881 | 219.6989 | 224.0152 | 265.167 | 214.0027 | 224.0443 | 200.6305 | 223.8971 | 219.8431 | 224.0274 | 170.4137 | 170.783 | 223.9105 | 221.4702 | 263.0545 | 262.8559 | 262.8559 | 170.783 | 257.9742 | 172.8387
2020-05-03 05:25 | 0.00 | 244.5733 | 187.7215 | 219.424 | 204.3754 | 219.4455 | 265.9337 | 190.1675 | 219.4683 | 186.7782 | 219.3507 | 216.3447 | 219.4551 | 168.0239 | 168.7621 | 219.3617 | 216.5746 | 254.0615 | 253.9045 | 253.9045 | 168.7621 | 251.3249 | 172.6439
2020-05-03 05:26 | 0.00 | 217.7049 | 149.5531 | 190.9085 | 164.0782 | 190.9152 | 241.4999 | 140.6902 | 190.9215 | 149.2864 | 190.8823 | 189.2154 | 190.9179 | 144.9849 | 146.0904 | 190.8865 | 189.051 | 218.8714 | 218.7954 | 218.7954 | 146.0904 | 218.8799 | 151.7883
2020-05-03 05:27 | 0.00 | 158.6079 | 87.3861 | 133.0299 | 97.4774 | 133.0131 | 182.7512 | 69.0632 | 132.9935 | 87.8444 | 133.0777 | 132.9774 | 133.0051 | 98.8183 | 100.129 | 133.0714 | 132.9503 | 151.0694 | 151.1128 | 151.1128 | 100.129 | 153.8474 | 106.8448
2020-05-03 05:28 | 0.00 | 82.4685 | 27.6889 | 62.6698 | 31.5584 | 62.6359 | 103.2281 | 16.4019 | 62.5972 | 28.3077 | 62.7719 | 63.8156 | 62.6199 | 44.6563 | 45.7592 | 62.7578 | 63.8921 | 70.0565 | 70.1846 | 70.1846 | 45.7592 | 74.1914 | 51.5116
2020-05-03 05:29 | 0.00 | 11.624 | 4.3221 | 8.0437 | 4.3221 | 8.0176 | 16.0509 | 4.278 | 7.9879 | 4.3221 | 8.123 | 8.3571 | 8.0053 | 6.0721 | 6.2282 | 8.112 | 9.1276 | 8.3214 | 8.4238 | 8.4238 | 6.2282 | 9.3294 | 7.1647
2020-05-03 05:30 | 0.00 | 0 | 0 | 0 | 0 | 0 | 0 | 0 | 0 | 0 | 0 | 0 | 0 | 0 | 0 | 0 | 0 | 0 | 0 | 0 | 0 | 0 | 0
2020-05-03 05:31 | 0.00 | 0 | 0 | 0 | 0 | 0 | 0 | 0 | 0 | 0 | 0 | 0 | 0 | 0 | 0 | 0 | 0 | 0 | 0 | 0 | 0 | 0 | 0
2020-05-03 05:32 | 0.00 | 0 | 0 | 0 | 0 | 0 | 0 | 0 | 0 | 0 | 0 | 0 | 0 | 0 | 0 | 0 | 0 | 0 | 0 | 0 | 0 | 0 | 0
2020-05-03 05:33 | 0.00 | 0 | 0 | 0 | 0 | 0 | 0 | 0 | 0 | 0 | 0 | 0 | 0 | 0 | 0 | 0 | 0 | 0 | 0 | 0 | 0 | 0 | 0
2020-05-03 05:34 | 0.00 | 0 | 0 | 0 | 0 | 0 | 0 | 0 | 0 | 0 | 0 | 0 | 0 | 0 | 0 | 0 | 0 | 0 | 0 | 0 | 0 | 0 | 0
2020-05-03 05:35 | 0.00 | 0 | 0 | 0 | 0 | 0 | 0 | 0 | 0 | 0 | 0 | 0 | 0 | 0 | 0 | 0 | 0 | 0 | 0 | 0 | 0 | 0 | 0
2020-05-03 05:36 | 0.00 | 0 | 0 | 0 | 0 | 0 | 0 | 0 | 0 | 0 | 0 | 0 | 0 | 0 | 0 | 0 | 0 | 0 | 0 | 0 | 0 | 0 | 0
2020-05-03 05:37 | 0.00 | 0 | 0 | 0 | 0 | 0 | 0 | 0 | 0 | 0 | 0 | 0 | 0 | 0 | 0 | 0 | 0 | 0 | 0 | 0 | 0 | 0 | 0
2020-05-03 05:38 | 0.00 | 0 | 0 | 0 | 0 | 0 | 0 | 0 | 0 | 0 | 0 | 0 | 0 | 0 | 0 | 0 | 0 | 0 | 0 | 0 | 0 | 0 | 0
2020-05-03 05:39 | 0.00 | 0 | 0 | 0 | 0 | 0 | 0 | 0 | 0 | 0 | 0 | 0 | 0 | 0 | 0 | 0 | 0 | 0 | 0 | 0 | 0 | 0 | 0
2020-05-03 05:40 | 0.00 | 0 | 0 | 0 | 0 | 0 | 0 | 0 | 0 | 0 | 0 | 0 | 0 | 0 | 0 | 0 | 0 | 0 | 0 | 0 | 0 | 0 | 0
2020-05-03 05:41 | 0.00 | 0 | 0 | 0 | 0 | 0 | 0 | 0 | 0 | 0 | 0 | 0 | 0 | 0 | 0 | 0 | 0 | 0 | 0 | 0 | 0 | 0 | 0
2020-05-03 05:42 | 0.00 | 0 | 0 | 0 | 0 | 0 | 0 | 0 | 0 | 0 | 0 | 0 | 0 | 0 | 0 | 0 | 0.17114 | 0 | 0 | 0 | 0 | 0 | 0
2020-05-03 05:43 | 0.00 | 39.3868 | 39.5582 | 31.9847 | 50.409 | 31.9472 | 45.8976 | 64.1214 | 31.9046 | 37.8912 | 32.098 | 28.0105 | 31.9296 | 11.4921 | 11.2626 | 32.0823 | 33.4778 | 64.958 | 65.0816 | 65.0816 | 11.2626 | 55.894 | 10.3981
2020-05-03 05:44 | 0.00 | 126.2528 | 118.2817 | 107.4832 | 142.0417 | 107.4589 | 141.7369 | 166.0852 | 107.4308 | 114.7753 | 107.555 | 98.6208 | 107.4473 | 46.5129 | 45.6732 | 107.5452 | 107.9779 | 176.2793 | 176.2828 | 176.2828 | 45.6732 | 159.1453 | 41.8532
2020-05-03 05:45 | 0.00 | 196.7841 | 176.6712 | 173.8422 | 202.4126 | 173.8411 | 215.1412 | 221.4012 | 173.8388 | 173.1718 | 173.8405 | 164.839 | 173.8403 | 100.6335 | 99.8759 | 173.8412 | 172.5735 | 243.7631 | 243.6312 | 243.6312 | 99.8759 | 227.9826 | 96.4479
2020-05-03 05:46 | 0.00 | 244.8697 | 213.3115 | 220.004 | 238.2504 | 220.0257 | 264.6861 | 249.4316 | 220.0487 | 210.2749 | 219.9301 | 212.1138 | 220.0354 | 146.7801 | 146.391 | 219.9411 | 217.1069 | 283.7603 | 283.5262 | 283.5262 | 146.391 | 270.9084 | 144.7734
2020-05-03 05:47 | 0.00 | 271.4806 | 229.1118 | 245.3293 | 252.3919 | 245.366 | 292.5592 | 255.0855 | 245.4057 | 226.6658 | 245.2079 | 238.8304 | 245.3826 | 175.8457 | 175.8689 | 245.2257 | 242.2246 | 301.3435 | 301.0587 | 301.0587 | 175.8689 | 291.6739 | 176.2698
2020-05-03 05:48 | 0.00 | 273.7267 | 221.7546 | 246.998 | 242.5625 | 247.0357 | 295.7652 | 236.4565 | 247.0767 | 219.9964 | 246.8733 | 242.0672 | 247.0529 | 184.0084 | 184.4296 | 246.8916 | 243.8965 | 293.9122 | 293.6492 | 293.6492 | 184.4296 | 287.5743 | 186.7756
2020-05-03 05:49 | 0.00 | 257.6314 | 196.1085 | 230.2608 | 214.3185 | 230.2884 | 280.9535 | 199.2738 | 230.318 | 195.058 | 230.1683 | 226.8724 | 230.3008 | 174.2599 | 175.055 | 230.182 | 227.1923 | 268.4993 | 268.3061 | 268.3061 | 175.055 | 265.3037 | 179.2346
2020-05-03 05:50 | 0.00 | 219.7085 | 150.0184 | 192.2153 | 164.9464 | 192.2226 | 244.1812 | 141.2132 | 192.2297 | 149.7327 | 192.187 | 190.4549 | 192.2257 | 145.1369 | 146.2631 | 192.1915 | 190.3081 | 221.1969 | 221.1158 | 221.1158 | 146.2631 | 221.0859 | 152.0695
2020-05-03 05:51 | 0.00 | 159.9459 | 87.1844 | 133.6999 | 97.6033 | 133.6834 | 184.7615 | 68.8047 | 133.6641 | 87.6338 | 133.7468 | 133.6048 | 133.6755 | 98.5267 | 99.8603 | 133.7406 | 133.5988 | 152.6078 | 152.6486 | 152.6486 | 99.8603 | 155.3027 | 106.6959
2020-05-03 05:52 | 0.00 | 82.3527 | 27.4966 | 62.4499 | 31.4768 | 62.4159 | 103.2142 | 16.2404 | 62.3772 | 28.1045 | 62.552 | 63.547 | 62.4 | 44.1522 | 45.2481 | 62.5379 | 63.6737 | 70.2824 | 70.4103 | 70.4103 | 45.2481 | 74.2932 | 50.9666
2020-05-03 05:53 | 0.00 | 11.1348 | 4.4705 | 7.8725 | 4.4705 | 7.8464 | 15.1454 | 4.4233 | 7.8166 | 4.4705 | 7.9518 | 8.1433 | 7.8341 | 6.0185 | 6.1591 | 7.9408 | 8.957 | 8.169 | 8.2714 | 8.2714 | 6.1591 | 9.0754 | 6.9932
2020-05-03 05:54 | 0.00 | 0 | 0 | 0 | 0 | 0 | 0 | 0 | 0 | 0 | 0 | 0 | 0 | 0 | 0 | 0 | 0 | 0 | 0 | 0 | 0 | 0 | 0
2020-05-03 05:55 | 0.00 | 0 | 0 | 0 | 0 | 0 | 0 | 0 | 0 | 0 | 0 | 0 | 0 | 0 | 0 | 0 | 0 | 0 | 0 | 0 | 0 | 0 | 0
2020-05-03 05:56 | 0.00 | 0 | 0 | 0 | 0 | 0 | 0 | 0 | 0 | 0 | 0 | 0 | 0 | 0 | 0 | 0 | 0 | 0 | 0 | 0 | 0 | 0 | 0
2020-05-03 05:57 | 0.00 | 0 | 0 | 0 | 0 | 0 | 0 | 0 | 0 | 0 | 0 | 0 | 0 | 0 | 0 | 0 | 0 | 0 | 0 | 0 | 0 | 0 | 0
2020-05-03 05:58 | 0.00 | 0 | 0 | 0 | 0 | 0 | 0 | 0 | 0 | 0 | 0 | 0 | 0 | 0 | 0 | 0 | 0 | 0 | 0 | 0 | 0 | 0 | 0
2020-05-03 05:59 | 0.00 | 0 | 0 | 0 | 0 | 0 | 0 | 0 | 0 | 0 | 0 | 0 | 0 | 0 | 0 | 0 | 0 | 0 | 0 | 0 | 0 | 0 | 0
2020-05-03 06:00 | 0.00 | 0 | 0 | 0 | 0 | 0 | 0 | 0 | 0 | 0 | 0 | 0 | 0 | 0 | 0 | 0 | 0 | 0 | 0 | 0 | 0 | 0 | 0
2020-05-03 06:01 | 0.00 | 0 | 0 | 0 | 0 | 0 | 0 | 0 | 0 | 0 | 0 | 0 | 0 | 0 | 0 | 0 | 0 | 0 | 0 | 0 | 0 | 0 | 0
2020-05-03 06:02 | 0.00 | 0 | 0 | 0 | 0 | 0 | 0 | 0 | 0 | 0 | 0 | 0 | 0 | 0 | 0 | 0 | 0 | 0 | 0 | 0 | 0 | 0 | 0
2020-05-03 06:03 | 0.00 | 0 | 0 | 0 | 0 | 0 | 0 | 0 | 0 | 0 | 0 | 0 | 0 | 0 | 0 | 0 | 0 | 0 | 0 | 0 | 0 | 0 | 0
2020-05-03 06:04 | 0.00 | 0 | 0 | 0 | 0 | 0 | 0 | 0 | 0 | 0 | 0 | 0 | 0 | 0 | 0 | 0 | 0 | 0 | 0 | 0 | 0 | 0 | 0
2020-05-03 06:05 | 0.00 | 0 | 0 | 0 | 0 | 0 | 0 | 0 | 0 | 0 | 0 | 0 | 0 | 0 | 0 | 0 | 0 | 0 | 0 | 0 | 0 | 0 | 0
2020-05-03 06:06 | 0.00 | 0.01387 | 0.017488 | 0.0018676 | 0.042428 | 0 | 0.027687 | 0.08035 | 0 | 0.013833 | 0.021872 | 0 | 0 | 0 | 0 | 0.019094 | 0.2774 | 0.037119 | 0.062957 | 0.062957 | 0 | 0.018291 | 0
2020-05-03 06:07 | 0.00 | 40.078 | 39.8953 | 32.6339 | 50.6131 | 32.5964 | 46.5961 | 63.8757 | 32.5539 | 38.2534 | 32.747 | 28.6842 | 32.5789 | 11.7996 | 11.5555 | 32.7314 | 34.1229 | 65.0643 | 65.1854 | 65.1854 | 11.5555 | 56.2467 | 10.6348
2020-05-03 06:08 | 0.00 | 137.724 | 128.3718 | 115.4787 | 156.3548 | 115.4564 | 156.1761 | 184.6264 | 115.4307 | 124.2261 | 115.544 | 104.9893 | 115.4459 | 43.5966 | 42.621 | 115.5352 | 115.8182 | 196.669 | 196.6379 | 196.6379 | 42.621 | 176.5539 | 38.1891
2020-05-03 06:09 | 0.00 | 170.5698 | 154.8158 | 152.168 | 175.6461 | 152.1579 | 185.189 | 191.2179 | 152.1456 | 151.9715 | 152.1947 | 144.833 | 152.1529 | 93.0909 | 92.4603 | 152.1914 | 151.5821 | 208.64 | 208.5816 | 208.5816 | 92.4603 | 195.8672 | 89.6099
2020-05-03 06:10 | 0.00 | 233.8211 | 204.1237 | 210.5566 | 227.4326 | 210.5733 | 252.3023 | 237.7351 | 210.5908 | 201.2852 | 210.4985 | 203.1787 | 210.5807 | 141.6567 | 141.293 | 210.5072 | 207.9333 | 269.781 | 269.5834 | 269.5834 | 141.293 | 257.9217 | 139.7889
2020-05-03 06:11 | 0.00 | 247.2734 | 209.7495 | 224.2271 | 230.2905 | 224.2521 | 265.7613 | 232.5248 | 224.279 | 207.593 | 224.1425 | 218.4909 | 224.2634 | 162.6074 | 162.6279 | 224.1551 | 221.4937 | 273.2286 | 273.0167 | 273.0167 | 162.6279 | 264.8412 | 162.993
2020-05-03 06:12 | 0.00 | 269.851 | 218.6427 | 243.5332 | 239.1809 | 243.5687 | 291.5336 | 233.2043 | 243.6072 | 216.905 | 243.4153 | 238.6705 | 243.5849 | 181.3216 | 181.7379 | 243.4326 | 240.4264 | 289.7323 | 289.4813 | 289.4813 | 181.7379 | 283.476 | 184.0596
2020-05-03 06:13 | 0.00 | 218.8752 | 171.2926 | 197.6704 | 185.4898 | 197.6812 | 236.7834 | 173.872 | 197.6922 | 170.4603 | 197.6308 | 194.9735 | 197.6859 | 153.7804 | 154.3782 | 197.6369 | 195.6208 | 227.1359 | 227.0363 | 227.0363 | 154.3782 | 224.758 | 157.5407
2020-05-03 06:14 | 0.00 | 168.4799 | 123.5308 | 150.6637 | 133.3797 | 150.6551 | 184.0785 | 118.1797 | 150.6445 | 123.3077 | 150.6858 | 149.4029 | 150.6508 | 119.2611 | 119.9609 | 150.6831 | 149.965 | 169.2784 | 169.2824 | 169.2824 | 119.9609 | 169.3376 | 123.5979
2020-05-03 06:15 | 0.00 | 151.8408 | 85.0651 | 127.6972 | 94.7958 | 127.6789 | 174.5916 | 68.4579 | 127.6577 | 85.4548 | 127.7496 | 127.5481 | 127.6702 | 94.9786 | 96.1947 | 127.7426 | 127.7282 | 145.3667 | 145.4164 | 145.4164 | 96.1947 | 147.7514 | 102.4349
2020-05-03 06:16 | 0.00 | 80.3292 | 27.642 | 61.2167 | 31.6208 | 61.1826 | 100.2557 | 16.7014 | 61.1437 | 28.2168 | 61.3193 | 62.2079 | 61.1666 | 43.3132 | 44.3572 | 61.3051 | 62.4525 | 69.1386 | 69.2669 | 69.2669 | 44.3572 | 72.853 | 49.8054
2020-05-03 06:17 | 0.00 | 10.0688 | 4.8435 | 7.4589 | 4.8435 | 7.4327 | 13.3007 | 4.7875 | 7.403 | 4.8435 | 7.5382 | 7.6588 | 7.4204 | 5.9649 | 6.0632 | 7.5272 | 8.5446 | 7.6563 | 7.7587 | 7.7587 | 6.0632 | 8.3899 | 6.6886
2020-05-03 06:18 | 0.00 | 0 | 0 | 0 | 0 | 0 | 0 | 0 | 0 | 0 | 0 | 0 | 0 | 0 | 0 | 0 | 0 | 0 | 0 | 0 | 0 | 0 | 0
2020-05-03 06:19 | 0.00 | 0 | 0 | 0 | 0 | 0 | 0 | 0 | 0 | 0 | 0 | 0 | 0 | 0 | 0 | 0 | 0 | 0 | 0 | 0 | 0 | 0 | 0
2020-05-03 06:20 | 0.00 | 0 | 0 | 0 | 0 | 0 | 0 | 0 | 0 | 0 | 0 | 0 | 0 | 0 | 0 | 0 | 0 | 0 | 0 | 0 | 0 | 0 | 0
2020-05-03 06:21 | 0.00 | 0 | 0 | 0 | 0 | 0 | 0 | 0 | 0 | 0 | 0 | 0 | 0 | 0 | 0 | 0 | 0 | 0 | 0 | 0 | 0 | 0 | 0
2020-05-03 06:22 | 0.00 | 0 | 0 | 0 | 0 | 0 | 0 | 0 | 0 | 0 | 0 | 0 | 0 | 0 | 0 | 0 | 0 | 0 | 0 | 0 | 0 | 0 | 0
2020-05-03 06:23 | 0.00 | 0 | 0 | 0 | 0 | 0 | 0 | 0 | 0 | 0 | 0 | 0 | 0 | 0 | 0 | 0 | 0 | 0 | 0 | 0 | 0 | 0 | 0
2020-05-03 06:24 | 0.00 | 0 | 0 | 0 | 0 | 0 | 0 | 0 | 0 | 0 | 0 | 0 | 0 | 0 | 0 | 0 | 0 | 0 | 0 | 0 | 0 | 0 | 0
2020-05-03 06:25 | 0.00 | 0 | 0 | 0 | 0 | 0 | 0 | 0 | 0 | 0 | 0 | 0 | 0 | 0 | 0 | 0 | 0 | 0 | 0 | 0 | 0 | 0 | 0
2020-05-03 06:26 | 0.00 | 0 | 0 | 0 | 0 | 0 | 0 | 0 | 0 | 0 | 0 | 0 | 0 | 0 | 0 | 0 | 0 | 0 | 0 | 0 | 0 | 0 | 0
2020-05-03 06:27 | 0.00 | 0 | 0 | 0 | 0 | 0 | 0 | 0 | 0 | 0 | 0 | 0 | 0 | 0 | 0 | 0 | 0 | 0 | 0 | 0 | 0 | 0 | 0
2020-05-03 06:28 | 0.00 | 0 | 0 | 0 | 0 | 0 | 0 | 0 | 0 | 0 | 0 | 0 | 0 | 0 | 0 | 0 | 0 | 0 | 0 | 0 | 0 | 0 | 0
2020-05-03 06:29 | 0.00 | 0 | 0 | 0 | 0 | 0 | 0 | 0 | 0 | 0 | 0 | 0 | 0 | 0 | 0 | 0 | 0 | 0 | 0 | 0 | 0 | 0 | 0
2020-05-03 06:30 | 0.00 | 0 | 0 | 0 | 0 | 0 | 0 | 0.0079303 | 0 | 0 | 0 | 0 | 0 | 0 | 0 | 0 | 0.21557 | 0 | 0 | 0 | 0 | 0 | 0
2020-05-03 06:31 | 0.00 | 38.0066 | 38.0068 | 31.638 | 47.3662 | 31.6004 | 43.6224 | 59.1736 | 31.5575 | 36.579 | 31.752 | 28.2507 | 31.5827 | 14.58 | 14.3928 | 31.7362 | 33.1458 | 59.9995 | 60.1298 | 60.1298 | 14.3928 | 52.1697 | 13.7104
2020-05-03 06:32 | 0.00 | 119.2472 | 111.4724 | 101.9667 | 133.1859 | 101.9409 | 133.5333 | 154.9054 | 101.9112 | 108.2819 | 102.0432 | 93.8914 | 101.9287 | 46.2719 | 45.5154 | 102.0328 | 102.5754 | 164.7085 | 164.731 | 164.731 | 45.5154 | 149.1332 | 42.0832
2020-05-03 06:33 | 0.00 | 187.2389 | 167.9404 | 165.5606 | 192.1194 | 165.5559 | 204.6028 | 209.724 | 165.5497 | 164.6583 | 165.5701 | 157.1017 | 165.5535 | 96.439 | 95.7302 | 165.5692 | 164.5606 | 231.0253 | 230.9227 | 230.9227 | 95.7302 | 216.3358 | 92.532
2020-05-03 06:34 | 0.00 | 235.7405 | 205.2896 | 211.8887 | 229.1503 | 211.9059 | 254.7341 | 239.7112 | 211.9241 | 202.3828 | 211.8288 | 204.3349 | 211.9136 | 141.2862 | 140.9139 | 211.8378 | 209.2472 | 272.5611 | 272.3574 | 272.3574 | 140.9139 | 260.4097 | 139.3751
2020-05-03 06:35 | 0.00 | 260.4427 | 220.0123 | 235.5681 | 242.1927 | 235.5987 | 280.4521 | 244.7282 | 235.6318 | 217.6793 | 235.4656 | 229.3815 | 235.6126 | 169.0236 | 169.0476 | 235.4808 | 232.4607 | 288.5946 | 288.3469 | 288.3469 | 169.0476 | 279.4747 | 169.4481
2020-05-03 06:36 | 0.00 | 261.4843 | 212.7403 | 236.3922 | 232.4357 | 236.4234 | 282.0919 | 226.8885 | 236.4572 | 211.0632 | 236.2878 | 231.7135 | 236.4376 | 176.6445 | 177.0359 | 236.3032 | 233.3483 | 280.5405 | 280.3143 | 280.3143 | 177.0359 | 274.5384 | 179.2276
2020-05-03 06:37 | 0.01 | 249.474 | 190.128 | 223.1158 | 207.8388 | 223.1391 | 271.8572 | 193.4003 | 223.1641 | 189.0991 | 223.0365 | 219.8242 | 223.1496 | 168.78 | 169.5511 | 223.0483 | 220.0921 | 260.1202 | 259.9491 | 259.9491 | 169.5511 | 256.9475 | 173.6087
2020-05-03 06:38 | 0.01 | 222.0088 | 150.5567 | 193.852 | 166.1249 | 193.86 | 246.9571 | 141.8883 | 193.868 | 150.2384 | 193.8211 | 192.0023 | 193.8635 | 145.1754 | 146.3372 | 193.826 | 191.8847 | 224.0781 | 223.9909 | 223.9909 | 146.3372 | 223.73 | 152.3239
2020-05-03 06:39 | 0.01 | 154.8324 | 83.994 | 129.2576 | 94.239 | 129.2395 | 178.9641 | 66.3385 | 129.2184 | 84.4201 | 129.3096 | 129.1323 | 129.2309 | 94.8955 | 96.1913 | 129.3027 | 129.2781 | 148.0582 | 148.1063 | 148.1063 | 96.1913 | 150.5227 | 102.8367
2020-05-03 06:40 | 0.01 | 78.8293 | 28.0452 | 60.3583 | 31.9991 | 60.3241 | 98.0472 | 17.48 | 60.2851 | 28.5875 | 60.4612 | 61.2616 | 60.308 | 42.8114 | 43.809 | 60.447 | 61.6021 | 68.3446 | 68.4732 | 68.4732 | 43.809 | 71.8197 | 49.0197
2020-05-03 06:41 | 0.01 | 9.0267 | 5.0697 | 7.0674 | 5.0697 | 7.0412 | 11.4289 | 5.008 | 7.0114 | 5.0697 | 7.1468 | 7.1976 | 7.0289 | 5.8847 | 5.95 | 7.1358 | 8.1544 | 7.1731 | 7.2756 | 7.2756 | 5.95 | 7.7379 | 6.3864
2020-05-03 06:42 | 0.01 | 0 | 0 | 0 | 0 | 0 | 0 | 0 | 0 | 0 | 0 | 0 | 0 | 0 | 0 | 0 | 0 | 0 | 0 | 0 | 0 | 0 | 0
2020-05-03 06:43 | 0.01 | 0 | 0 | 0 | 0 | 0 | 0 | 0 | 0 | 0 | 0 | 0 | 0 | 0 | 0 | 0 | 0 | 0 | 0 | 0 | 0 | 0 | 0
2020-05-03 06:44 | 0.02 | 0 | 0 | 0 | 0 | 0 | 0 | 0 | 0 | 0 | 0 | 0 | 0 | 0 | 0 | 0 | 0 | 0 | 0 | 0 | 0 | 0 | 0
2020-05-03 06:45 | 0.02 | 0 | 0 | 0 | 0 | 0 | 0 | 0 | 0 | 0 | 0 | 0 | 0 | 0 | 0 | 0 | 0 | 0 | 0 | 0 | 0 | 0 | 0
2020-05-03 06:46 | 0.02 | 0 | 0 | 0 | 0 | 0 | 0 | 0 | 0 | 0 | 0 | 0 | 0 | 0 | 0 | 0 | 0 | 0 | 0 | 0 | 0 | 0 | 0
2020-05-03 06:47 | 0.02 | 0 | 0 | 0 | 0 | 0 | 0 | 0 | 0 | 0 | 0 | 0 | 0 | 0 | 0 | 0 | 0 | 0 | 0 | 0 | 0 | 0 | 0
2020-05-03 06:48 | 0.02 | 0 | 0 | 0 | 0 | 0 | 0 | 0 | 0 | 0 | 0 | 0 | 0 | 0 | 0 | 0 | 0 | 0 | 0 | 0 | 0 | 0 | 0
2020-05-03 06:49 | 0.03 | 0 | 0 | 0 | 0 | 0 | 0 | 0 | 0 | 0 | 0 | 0 | 0 | 0 | 0 | 0 | 0 | 0 | 0 | 0 | 0 | 0 | 0
2020-05-03 06:50 | 0.03 | 0 | 0 | 0 | 0 | 0 | 0 | 0 | 0 | 0 | 0 | 0 | 0 | 0 | 0 | 0 | 0 | 0 | 0 | 0 | 0 | 0 | 0
2020-05-03 06:51 | 0.03 | 0 | 0 | 0 | 0 | 0 | 0 | 0 | 0 | 0 | 0 | 0 | 0 | 0 | 0 | 0 | 0 | 0 | 0 | 0 | 0 | 0 | 0
2020-05-03 06:52 | 0.03 | 0 | 0 | 0 | 0 | 0 | 0 | 0 | 0 | 0 | 0 | 0 | 0 | 0 | 0 | 0 | 0 | 0 | 0 | 0 | 0 | 0 | 0
2020-05-03 06:53 | 0.03 | 0 | 0 | 0 | 0 | 0 | 0 | 0 | 0 | 0 | 0 | 0 | 0 | 0 | 0 | 0 | 0 | 0 | 0 | 0 | 0 | 0 | 0
2020-05-03 06:54 | 0.03 | 0 | 0 | 0 | 0 | 0 | 0 | 0 | 0 | 0 | 0 | 0 | 0 | 0 | 0 | 0 | 0.17074 | 0 | 0 | 0 | 0 | 0 | 0
2020-05-03 06:55 | 0.04 | 39.2164 | 39.0735 | 31.9252 | 49.6894 | 31.8876 | 45.7104 | 63.0322 | 31.8448 | 37.4576 | 32.0389 | 28.1009 | 31.8699 | 12.7574 | 12.558 | 32.0232 | 33.4276 | 64.2254 | 64.3517 | 64.3517 | 12.558 | 55.3229 | 11.8445
2020-05-03 06:56 | 0.04 | 121.8854 | 113.4448 | 103.4212 | 136.5298 | 103.3958 | 137.2274 | 159.5568 | 103.3665 | 110.0548 | 103.4966 | 94.8411 | 103.3837 | 44.3248 | 43.5318 | 103.4863 | 104.0017 | 170.2248 | 170.2387 | 170.2387 | 43.5318 | 153.666 | 39.9382
2020-05-03 06:57 | 0.03 | 187.3349 | 167.6347 | 165.2944 | 192.155 | 165.2896 | 205.0414 | 209.9737 | 165.2832 | 164.309 | 165.3044 | 156.7218 | 165.287 | 95.2442 | 94.5295 | 165.3034 | 164.3065 | 231.7435 | 231.6396 | 231.6396 | 94.5295 | 216.8362 | 91.3065
2020-05-03 06:58 | 0.04 | 233.1298 | 202.7596 | 209.3831 | 226.4716 | 209.399 | 252.0869 | 236.9383 | 209.4156 | 199.8748 | 209.3275 | 201.8825 | 209.406 | 139.3296 | 138.9625 | 209.3359 | 206.8253 | 269.7521 | 269.5559 | 269.5559 | 138.9625 | 257.6519 | 137.4485
2020-05-03 06:59 | 0.04 | 257.663 | 217.4973 | 232.9439 | 239.5399 | 232.9729 | 277.5678 | 242.0939 | 233.0042 | 215.1778 | 232.8465 | 226.7944 | 232.9861 | 166.8107 | 166.8337 | 232.8609 | 229.8376 | 285.6516 | 285.4123 | 285.4123 | 166.8337 | 276.5734 | 167.2301
2020-05-03 07:00 | 0.04 | 261.6202 | 212.0569 | 236.14 | 232.0423 | 236.171 | 282.588 | 226.3846 | 236.2044 | 210.3592 | 236.0366 | 231.4058 | 236.185 | 175.5855 | 175.9876 | 236.0518 | 233.0298 | 280.9706 | 280.7443 | 280.7443 | 175.9876 | 274.8535 | 178.2371
2020-05-03 07:01 | 0.04 | 251.4016 | 190.7069 | 224.3472 | 208.8862 | 224.3713 | 274.4483 | 194.2943 | 224.3971 | 189.6425 | 224.2655 | 220.9514 | 224.3821 | 168.6772 | 169.4606 | 224.2777 | 221.3433 | 262.578 | 262.4004 | 262.4004 | 169.4606 | 259.2177 | 173.5858
2020-05-03 07:02 | 0.04 | 215.254 | 145.8856 | 187.7872 | 161.0437 | 187.7923 | 239.6789 | 137.7304 | 187.797 | 145.5636 | 187.7656 | 185.9525 | 187.7944 | 140.4067 | 141.5236 | 187.7692 | 186.0422 | 217.4715 | 217.3984 | 217.3984 | 141.5236 | 217.0525 | 147.2877
2020-05-03 07:03 | 0.04 | 157.3655 | 83.8458 | 130.677 | 94.6829 | 130.6595 | 182.5748 | 65.9854 | 130.639 | 84.2578 | 130.7272 | 130.4794 | 130.6511 | 94.5947 | 95.933 | 130.7205 | 130.6545 | 150.8834 | 150.927 | 150.927 | 95.933 | 153.2306 | 102.798
2020-05-03 07:04 | 0.05 | 80.5177 | 25.1333 | 60.0724 | 29.2731 | 60.0381 | 102.0105 | 14.6793 | 59.999 | 25.6994 | 60.1758 | 61.0946 | 60.022 | 41.1143 | 42.2058 | 60.1615 | 61.3262 | 69.0651 | 69.1938 | 69.1938 | 42.2058 | 72.8198 | 47.9201
2020-05-03 07:05 | 0.05 | 10.0497 | 4.1319 | 7.0787 | 4.1319 | 7.0525 | 13.719 | 4.0859 | 7.0227 | 4.1319 | 7.158 | 7.296 | 7.0402 | 5.3468 | 5.467 | 7.147 | 8.1654 | 7.513 | 7.5995 | 7.5995 | 5.467 | 8.2689 | 6.1844
2020-05-03 07:06 | 0.06 | 0 | 0 | 0 | 0 | 0 | 0 | 0 | 0 | 0 | 0 | 0 | 0 | 0 | 0 | 0 | 0 | 0 | 0 | 0 | 0 | 0 | 0
2020-05-03 07:07 | 0.06 | 0 | 0 | 0 | 0 | 0 | 0 | 0 | 0 | 0 | 0 | 0 | 0 | 0 | 0 | 0 | 0 | 0 | 0 | 0 | 0 | 0 | 0
2020-05-03 07:08 | 0.06 | 0 | 0 | 0 | 0 | 0 | 0 | 0 | 0 | 0 | 0 | 0 | 0 | 0 | 0 | 0 | 0 | 0 | 0 | 0 | 0 | 0 | 0
2020-05-03 07:09 | 0.06 | 0 | 0 | 0 | 0 | 0 | 0 | 0 | 0 | 0 | 0 | 0 | 0 | 0 | 0 | 0 | 0 | 0 | 0 | 0 | 0 | 0 | 0
2020-05-03 07:10 | 0.07 | 0 | 0 | 0 | 0 | 0 | 0 | 0 | 0 | 0 | 0 | 0 | 0 | 0 | 0 | 0 | 0 | 0 | 0 | 0 | 0 | 0 | 0
2020-05-03 07:11 | 0.08 | 0 | 0 | 0 | 0 | 0 | 0 | 0 | 0 | 0 | 0 | 0 | 0 | 0 | 0 | 0 | 0 | 0 | 0 | 0 | 0 | 0 | 0
2020-05-03 07:12 | 0.08 | 0 | 0 | 0 | 0 | 0 | 0 | 0 | 0 | 0 | 0 | 0 | 0 | 0 | 0 | 0 | 0 | 0 | 0 | 0 | 0 | 0 | 0
2020-05-03 07:13 | 0.09 | 0 | 0 | 0 | 0 | 0 | 0 | 0 | 0 | 0 | 0 | 0 | 0 | 0 | 0 | 0 | 0 | 0 | 0 | 0 | 0 | 0 | 0
2020-05-03 07:14 | 0.10 | 0 | 0 | 0 | 0 | 0 | 0 | 0 | 0 | 0 | 0 | 0 | 0 | 0 | 0 | 0 | 0 | 0 | 0 | 0 | 0 | 0 | 0
2020-05-03 07:15 | 0.10 | 0 | 0 | 0 | 0 | 0 | 0 | 0 | 0 | 0 | 0 | 0 | 0 | 0 | 0 | 0 | 0 | 0 | 0 | 0 | 0 | 0 | 0
2020-05-03 07:16 | 0.10 | 0 | 0 | 0 | 0 | 0 | 0 | 0 | 0 | 0 | 0 | 0 | 0 | 0 | 0 | 0 | 0 | 0 | 0 | 0 | 0 | 0 | 0
2020-05-03 07:17 | 0.10 | 0 | 0 | 0 | 0 | 0 | 0 | 0 | 0 | 0 | 0 | 0 | 0 | 0 | 0 | 0 | 0 | 0 | 0 | 0 | 0 | 0 | 0
2020-05-03 07:18 | 0.10 | 0 | 0 | 0 | 0 | 0 | 0 | 0 | 0 | 0 | 0 | 0 | 0 | 0 | 0 | 0 | 0.10705 | 0 | 0 | 0 | 0 | 0 | 0
2020-05-03 07:19 | 0.11 | 8.926 | 8.9414 | 8.7613 | 9.2708 | 8.7219 | 8.9827 | 9.6219 | 8.6771 | 8.8917 | 8.8807 | 8.5712 | 8.7034 | 8.1959 | 8.1511 | 8.8641 | 10.4002 | 9.286 | 9.4402 | 9.4402 | 8.1511 | 9.1308 | 7.9975
2020-05-03 07:20 | 0.13 | 56.1099 | 54.025 | 52.6891 | 58.3672 | 52.6542 | 58.5493 | 62.0971 | 52.6144 | 53.4031 | 52.7942 | 51.0363 | 52.6378 | 40.7687 | 40.5888 | 52.7797 | 53.9848 | 64.0194 | 64.1438 | 64.1438 | 40.5888 | 61.3862 | 39.8076
2020-05-03 07:21 | 0.14 | 190.978 | 170.4391 | 168.0618 | 195.8663 | 168.058 | 209.4367 | 214.3144 | 168.0529 | 166.9908 | 168.0682 | 159.173 | 168.056 | 95.3772 | 94.6385 | 168.0678 | 166.9895 | 237.0272 | 236.9114 | 236.9114 | 94.6385 | 221.5684 | 91.3079
2020-05-03 07:22 | 0.14 | 219.6336 | 192.0086 | 198.1672 | 213.4172 | 198.178 | 236.7393 | 222.7002 | 198.189 | 189.4155 | 198.1275 | 191.4094 | 198.1827 | 135.1665 | 134.8413 | 198.1337 | 195.9912 | 252.6047 | 252.4456 | 252.4456 | 134.8413 | 241.7152 | 133.5076
2020-05-03 07:23 | 0.15 | 258.6577 | 217.7145 | 233.4504 | 240.1136 | 233.4798 | 279.0534 | 242.6954 | 233.5115 | 215.3632 | 233.352 | 227.2053 | 233.4931 | 166.5123 | 166.5376 | 233.3666 | 230.3447 | 287.2869 | 287.043 | 287.043 | 166.5376 | 277.9786 | 166.9481
2020-05-03 07:24 | 0.15 | 265.1991 | 214.0683 | 238.8401 | 234.6582 | 238.8727 | 287.0066 | 228.8861 | 238.908 | 212.3204 | 238.7314 | 233.9545 | 238.8875 | 176.6427 | 177.0539 | 238.7474 | 235.7292 | 285.3768 | 285.1382 | 285.1382 | 177.0539 | 278.9776 | 179.3551
2020-05-03 07:25 | 0.16 | 220.7481 | 173.4656 | 199.4348 | 187.96 | 199.4477 | 238.7101 | 176.9188 | 199.461 | 172.5777 | 199.3887 | 196.6205 | 199.4534 | 154.7881 | 155.368 | 199.3957 | 197.1955 | 229.774 | 229.6603 | 229.6603 | 155.368 | 227.1258 | 158.4445
2020-05-03 07:26 | 0.16 | 159.1902 | 117.0184 | 142.9276 | 125.6344 | 142.9158 | 173.418 | 110.5323 | 142.9018 | 116.9113 | 142.9594 | 141.9725 | 142.9101 | 115.1927 | 115.8735 | 142.9553 | 142.4636 | 158.6228 | 158.6434 | 158.6434 | 115.8735 | 159.1265 | 119.4027
2020-05-03 07:27 | 0.16 | 150.8794 | 80.908 | 125.4187 | 91.0931 | 125.3992 | 175.0331 | 63.9457 | 125.3765 | 81.308 | 125.4752 | 125.2483 | 125.3899 | 91.3168 | 92.5848 | 125.4676 | 125.5476 | 144.5611 | 144.6152 | 144.6152 | 92.5848 | 146.8382 | 99.0977
2020-05-03 07:28 | 0.16 | 51.8434 | 25.6894 | 42.5028 | 28.1783 | 42.4669 | 61.2198 | 18.9576 | 42.426 | 25.9631 | 42.6112 | 42.7795 | 42.4501 | 32.5133 | 32.9885 | 42.5962 | 43.8766 | 46.9991 | 47.1365 | 47.1365 | 32.9885 | 48.6362 | 35.4934
2020-05-03 07:29 | 0.17 | 1.9679 | 1.8647 | 1.9192 | 1.8647 | 1.8994 | 2.0138 | 1.8323 | 1.877 | 1.8647 | 1.9791 | 1.8813 | 1.8902 | 1.8288 | 1.8088 | 1.9708 | 2.834 | 1.7399 | 1.8173 | 1.8173 | 1.8088 | 1.8007 | 1.7464
2020-05-03 07:30 | 0.17 | 0 | 0 | 0 | 0 | 0 | 0 | 0 | 0 | 0 | 0 | 0 | 0 | 0 | 0 | 0 | 0 | 0 | 0 | 0 | 0 | 0 | 0
2020-05-03 07:31 | 0.18 | 0 | 0 | 0 | 0 | 0 | 0 | 0 | 0 | 0 | 0 | 0 | 0 | 0 | 0 | 0 | 0 | 0 | 0 | 0 | 0 | 0 | 0
2020-05-03 07:32 | 0.19 | 0 | 0 | 0 | 0 | 0 | 0 | 0 | 0 | 0 | 0 | 0 | 0 | 0 | 0 | 0 | 0 | 0 | 0 | 0 | 0 | 0 | 0
2020-05-03 07:33 | 0.19 | 0 | 0 | 0 | 0 | 0 | 0 | 0 | 0 | 0 | 0 | 0 | 0 | 0 | 0 | 0 | 0 | 0 | 0 | 0 | 0 | 0 | 0
2020-05-03 07:34 | 0.18 | 0 | 0 | 0 | 0 | 0 | 0 | 0 | 0 | 0 | 0 | 0 | 0 | 0 | 0 | 0 | 0 | 0 | 0 | 0 | 0 | 0 | 0
2020-05-03 07:35 | 0.17 | 0 | 0 | 0 | 0 | 0 | 0 | 0 | 0 | 0 | 0 | 0 | 0 | 0 | 0 | 0 | 0 | 0 | 0 | 0 | 0 | 0 | 0
2020-05-03 07:36 | 0.17 | 0 | 0 | 0 | 0 | 0 | 0 | 0 | 0 | 0 | 0 | 0 | 0 | 0 | 0 | 0 | 0 | 0 | 0 | 0 | 0 | 0 | 0
2020-05-03 07:37 | 0.17 | 0 | 0 | 0 | 0 | 0 | 0 | 0 | 0 | 0 | 0 | 0 | 0 | 0 | 0 | 0 | 0 | 0 | 0 | 0 | 0 | 0 | 0
2020-05-03 07:38 | 0.18 | 0 | 0 | 0 | 0 | 0 | 0 | 0 | 0 | 0 | 0 | 0 | 0 | 0 | 0 | 0 | 0 | 0 | 0 | 0 | 0 | 0 | 0
2020-05-03 07:39 | 0.18 | 0 | 0 | 0 | 0 | 0 | 0 | 0 | 0 | 0 | 0 | 0 | 0 | 0 | 0 | 0 | 0 | 0 | 0 | 0 | 0 | 0 | 0
2020-05-03 07:40 | 0.18 | 0 | 0 | 0 | 0 | 0 | 0 | 0 | 0 | 0 | 0 | 0 | 0 | 0 | 0 | 0 | 0 | 0 | 0 | 0 | 0 | 0 | 0
2020-05-03 07:41 | 0.18 | 0 | 0 | 0 | 0 | 0 | 0 | 0 | 0 | 0 | 0 | 0 | 0 | 0 | 0 | 0 | 0 | 0 | 0 | 0 | 0 | 0 | 0
2020-05-03 07:42 | 0.17 | 0 | 0 | 0 | 0 | 0 | 0 | 0 | 0 | 0 | 0 | 0 | 0 | 0 | 0 | 0 | 0 | 0 | 0 | 0 | 0 | 0 | 0
2020-05-03 07:43 | 0.19 | 5.5807 | 5.56 | 5.5657 | 5.618 | 5.5329 | 5.5244 | 5.6121 | 5.4955 | 5.5513 | 5.6654 | 5.4734 | 5.5175 | 5.3186 | 5.2811 | 5.6516 | 6.9345 | 5.3581 | 5.4868 | 5.4868 | 5.2811 | 5.4168 | 5.1525
2020-05-03 07:44 | 0.26 | 30.6332 | 30.5253 | 30.5849 | 30.7724 | 30.5467 | 30.2893 | 30.6836 | 30.5033 | 30.4894 | 30.7004 | 30.4059 | 30.5288 | 29.413 | 29.3628 | 30.6844 | 32.1312 | 30.1694 | 30.3192 | 30.3192 | 29.3628 | 30.4018 | 29.1826
2020-05-03 07:45 | 0.31 | 76.9744 | 74.8795 | 74.9906 | 77.4006 | 74.9586 | 77.854 | 78.6054 | 74.9221 | 74.5444 | 75.0865 | 74.0483 | 74.9436 | 67.0747 | 66.9735 | 75.0733 | 76.0655 | 80.0273 | 80.1485 | 80.1485 | 66.9735 | 79.1812 | 66.5552
2020-05-03 07:46 | 0.39 | 124.0276 | 115.5627 | 118.1709 | 121.4908 | 118.1509 | 128.0002 | 122.9648 | 118.1277 | 114.8745 | 118.229 | 116.2956 | 118.1414 | 100.0052 | 99.9165 | 118.2212 | 118.3374 | 131.3717 | 131.4301 | 131.4301 | 99.9165 | 129.1619 | 99.5875
2020-05-03 07:47 | 0.38 | 203.9853 | 175.6694 | 186.2908 | 191.5472 | 186.2979 | 218.1333 | 193.6255 | 186.3047 | 173.9855 | 186.2631 | 181.7721 | 186.3008 | 138.98 | 138.9606 | 186.2675 | 184.7069 | 224.3954 | 224.288 | 224.288 | 138.9606 | 217.8059 | 139.0796
2020-05-03 07:48 | 0.31 | 232.9016 | 192.3094 | 212.3242 | 208.2587 | 212.3474 | 249.688 | 202.9618 | 212.3721 | 190.9855 | 212.2456 | 208.5805 | 212.3578 | 163.7744 | 164.1135 | 212.2573 | 210.481 | 247.6051 | 247.427 | 247.427 | 164.1135 | 243.0632 | 166.0024
2020-05-03 07:49 | 0.18 | 172.4376 | 140.6922 | 158.2761 | 150.1402 | 158.2694 | 184.2258 | 142.2638 | 158.261 | 140.1344 | 158.2918 | 156.4192 | 158.2661 | 128.6937 | 129.0686 | 158.2901 | 157.4266 | 177.4647 | 177.4605 | 177.4605 | 129.0686 | 176.1226 | 131.0795
2020-05-03 07:50 | 0.20 | 137.5267 | 107.1624 | 125.3482 | 114.109 | 125.3316 | 147.9476 | 104.0656 | 125.3121 | 106.9625 | 125.3954 | 124.3501 | 125.3236 | 102.9991 | 103.4435 | 125.3892 | 125.2552 | 138.1792 | 138.2239 | 138.2239 | 103.4435 | 138.2465 | 105.7823
2020-05-03 07:51 | 0.25 | 81.5119 | 59.8886 | 73.8148 | 62.7538 | 73.7826 | 88.553 | 54.0801 | 73.7458 | 60.0387 | 73.9115 | 73.7727 | 73.7674 | 63.2257 | 63.5909 | 73.8982 | 74.9084 | 78.0584 | 78.1816 | 78.1816 | 63.5909 | 79.3832 | 65.5178
2020-05-03 07:52 | 0.28 | 51.1759 | 25.2688 | 41.7776 | 27.5831 | 41.7412 | 60.7437 | 19.3224 | 41.6997 | 25.5318 | 41.8875 | 42.0834 | 41.7241 | 32.0467 | 32.5177 | 41.8723 | 43.1887 | 46.1619 | 46.3016 | 46.3016 | 32.5177 | 47.843 | 35.0125
2020-05-03 07:53 | 0.28 | 4.5036 | 3.993 | 4.232 | 3.993 | 4.2123 | 4.8178 | 3.9386 | 4.1899 | 3.993 | 4.2918 | 4.2148 | 4.2031 | 3.9904 | 3.9805 | 4.2835 | 5.0893 | 4.0469 | 4.1241 | 4.1241 | 3.9805 | 4.1865 | 3.9766
2020-05-03 07:54 | 0.25 | 0 | 0 | 0 | 0 | 0 | 0 | 0 | 0 | 0 | 0 | 0 | 0 | 0 | 0 | 0 | 0 | 0 | 0 | 0 | 0 | 0 | 0
2020-05-03 07:55 | 0.24 | 0 | 0 | 0 | 0 | 0 | 0 | 0 | 0 | 0 | 0 | 0 | 0 | 0 | 0 | 0 | 0 | 0 | 0 | 0 | 0 | 0 | 0
2020-05-03 07:56 | 0.25 | 0 | 0 | 0 | 0 | 0 | 0 | 0 | 0 | 0 | 0 | 0 | 0 | 0 | 0 | 0 | 0 | 0 | 0 | 0 | 0 | 0 | 0
2020-05-03 07:57 | 0.25 | 0 | 0 | 0 | 0 | 0 | 0 | 0 | 0 | 0 | 0 | 0 | 0 | 0 | 0 | 0 | 0 | 0 | 0 | 0 | 0 | 0 | 0
2020-05-03 07:58 | 0.26 | 0 | 0 | 0 | 0 | 0 | 0 | 0 | 0 | 0 | 0 | 0 | 0 | 0 | 0 | 0 | 0 | 0 | 0 | 0 | 0 | 0 | 0
2020-05-03 07:59 | 0.25 | 0 | 0 | 0 | 0 | 0 | 0 | 0 | 0 | 0 | 0 | 0 | 0 | 0 | 0 | 0 | 0 | 0 | 0 | 0 | 0 | 0 | 0
2020-05-03 08:00 | 0.24 | 0 | 0 | 0 | 0 | 0 | 0 | 0 | 0 | 0 | 0 | 0 | 0 | 0 | 0 | 0 | 0 | 0 | 0 | 0 | 0 | 0 | 0
2020-05-03 08:01 | 0.23 | 0 | 0 | 0 | 0 | 0 | 0 | 0 | 0 | 0 | 0 | 0 | 0 | 0 | 0 | 0 | 0 | 0 | 0 | 0 | 0 | 0 | 0
2020-05-03 08:02 | 0.23 | 0 | 0 | 0 | 0 | 0 | 0 | 0 | 0 | 0 | 0 | 0 | 0 | 0 | 0 | 0 | 0 | 0 | 0 | 0 | 0 | 0 | 0
2020-05-03 08:03 | 0.24 | 0 | 0 | 0 | 0 | 0 | 0 | 0 | 0 | 0 | 0 | 0 | 0 | 0 | 0 | 0 | 0 | 0 | 0 | 0 | 0 | 0 | 0
2020-05-03 08:04 | 0.25 | 0 | 0 | 0 | 0 | 0 | 0 | 0 | 0 | 0 | 0 | 0 | 0 | 0 | 0 | 0 | 0 | 0 | 0 | 0 | 0 | 0 | 0
2020-05-03 08:05 | 0.27 | 0 | 0 | 0 | 0 | 0 | 0 | 0 | 0 | 0 | 0 | 0 | 0 | 0 | 0 | 0 | 0 | 0 | 0 | 0 | 0 | 0 | 0
2020-05-03 08:06 | 0.31 | 0 | 0 | 0 | 0 | 0 | 0 | 0 | 0 | 0 | 0 | 0 | 0 | 0 | 0 | 0 | 0 | 0 | 0 | 0 | 0 | 0 | 0
2020-05-03 08:07 | 0.33 | 5.0821 | 5.0643 | 5.0645 | 5.121 | 5.0448 | 5.0346 | 5.1234 | 5.0225 | 5.0558 | 5.124 | 5.0006 | 5.0356 | 4.8341 | 4.811 | 5.1157 | 6.0238 | 4.957 | 5.0339 | 5.0339 | 4.811 | 4.9959 | 4.7312
2020-05-03 08:08 | 0.35 | 29.3904 | 29.2482 | 29.2933 | 29.5411 | 29.2551 | 29.1076 | 29.5051 | 29.2116 | 29.2061 | 29.4091 | 29.0986 | 29.2371 | 28.0215 | 27.9698 | 29.393 | 30.8449 | 29.0527 | 29.2027 | 29.2027 | 27.9698 | 29.2355 | 27.7827
2020-05-03 08:09 | 0.39 | 59.8824 | 58.8937 | 58.987 | 60.192 | 58.9522 | 59.9606 | 60.6378 | 58.9126 | 58.7183 | 59.0918 | 58.4513 | 58.9359 | 54.5554 | 54.4807 | 59.0773 | 60.2735 | 60.8704 | 61.0052 | 61.0052 | 54.4807 | 60.6964 | 54.1842
2020-05-03 08:10 | 0.40 | 129.1983 | 118.2429 | 121.1532 | 126.3503 | 121.1351 | 135.1115 | 129.1316 | 121.1139 | 117.281 | 121.2054 | 118.5757 | 121.1264 | 96.8771 | 96.7475 | 121.1984 | 121.177 | 140.4442 | 140.4821 | 140.4821 | 96.7475 | 136.8747 | 96.2425
2020-05-03 08:11 | 0.41 | 262.3357 | 220.505 | 236.6501 | 243.2168 | 236.6822 | 283.2104 | 245.7001 | 236.7169 | 218.1333 | 236.543 | 230.3405 | 236.6968 | 169.0767 | 169.1122 | 236.5588 | 233.7857 | 291.4804 | 291.2194 | 291.2194 | 169.1122 | 281.9896 | 169.572
2020-05-03 08:12 | 0.41 | 248.3512 | 201.2528 | 223.9814 | 220.1901 | 224.0058 | 268.5983 | 214.9011 | 224.0319 | 199.646 | 223.8987 | 219.4549 | 224.0168 | 166.9369 | 167.3035 | 223.911 | 221.2344 | 267.0708 | 266.8782 | 266.8782 | 167.3035 | 261.1314 | 169.3668
2020-05-03 08:13 | 0.41 | 214.6397 | 166.8532 | 193.0509 | 181.3272 | 193.0596 | 233.061 | 170.1659 | 193.0682 | 165.9788 | 193.0181 | 190.2395 | 193.0633 | 148.6061 | 149.1873 | 193.0233 | 191.1174 | 223.7769 | 223.6838 | 223.6838 | 149.1873 | 221.0569 | 152.2747
2020-05-03 08:14 | 0.40 | 213.2927 | 144.7899 | 185.8763 | 159.9676 | 185.8809 | 237.8004 | 137.4672 | 185.8849 | 144.4305 | 185.8565 | 183.9631 | 185.8827 | 138.5708 | 139.6547 | 185.8598 | 184.1746 | 216.1578 | 216.0852 | 216.0852 | 139.6547 | 215.4944 | 145.2589
2020-05-03 08:15 | 0.41 | 145.0746 | 80.0715 | 121.2037 | 89.7764 | 121.1834 | 167.7251 | 64.9472 | 121.1598 | 80.4003 | 121.2627 | 120.943 | 121.1737 | 88.8358 | 89.9974 | 121.2547 | 121.3917 | 139.7062 | 139.7636 | 139.7636 | 89.9974 | 141.6471 | 95.9761
2020-05-03 08:16 | 0.43 | 70.4339 | 27.7368 | 54.6978 | 31.467 | 54.6632 | 86.6578 | 18.8105 | 54.6238 | 28.145 | 54.8021 | 55.2749 | 54.647 | 38.8987 | 39.7061 | 54.7877 | 55.9726 | 62.6163 | 62.7457 | 62.7457 | 39.7061 | 65.1911 | 43.9443
2020-05-03 08:17 | 0.47 | 2.728 | 2.5613 | 2.6453 | 2.5613 | 2.6256 | 2.8976 | 2.5214 | 2.6031 | 2.5613 | 2.7052 | 2.6103 | 2.6163 | 2.5242 | 2.5057 | 2.6969 | 3.6841 | 2.4565 | 2.5339 | 2.5339 | 2.5057 | 2.5338 | 2.4518
2020-05-03 08:18 | 0.49 | 0 | 0 | 0 | 0 | 0 | 0 | 0 | 0 | 0 | 0 | 0 | 0 | 0 | 0 | 0 | 0 | 0 | 0 | 0 | 0 | 0 | 0
2020-05-03 08:19 | 0.49 | 0 | 0 | 0 | 0 | 0 | 0 | 0 | 0 | 0 | 0 | 0 | 0 | 0 | 0 | 0 | 0 | 0 | 0 | 0 | 0 | 0 | 0
2020-05-03 08:20 | 0.50 | 0 | 0 | 0 | 0 | 0 | 0 | 0 | 0 | 0 | 0 | 0 | 0 | 0 | 0 | 0 | 0 | 0 | 0 | 0 | 0 | 0 | 0
2020-05-03 08:21 | 0.51 | 0 | 0 | 0 | 0 | 0 | 0 | 0 | 0 | 0 | 0 | 0 | 0 | 0 | 0 | 0 | 0 | 0 | 0 | 0 | 0 | 0 | 0
2020-05-03 08:22 | 0.51 | 0 | 0 | 0 | 0 | 0 | 0 | 0 | 0 | 0 | 0 | 0 | 0 | 0 | 0 | 0 | 0 | 0 | 0 | 0 | 0 | 0 | 0
2020-05-03 08:23 | 0.51 | 0 | 0 | 0 | 0 | 0 | 0 | 0 | 0 | 0 | 0 | 0 | 0 | 0 | 0 | 0 | 0 | 0 | 0 | 0 | 0 | 0 | 0
2020-05-03 08:24 | 0.49 | 0 | 0 | 0 | 0 | 0 | 0 | 0 | 0 | 0 | 0 | 0 | 0 | 0 | 0 | 0 | 0 | 0 | 0 | 0 | 0 | 0 | 0
2020-05-03 08:25 | 0.49 | 0 | 0 | 0 | 0 | 0 | 0 | 0 | 0 | 0 | 0 | 0 | 0 | 0 | 0 | 0 | 0 | 0 | 0 | 0 | 0 | 0 | 0
2020-05-03 08:26 | 0.49 | 0 | 0 | 0 | 0 | 0 | 0 | 0 | 0 | 0 | 0 | 0 | 0 | 0 | 0 | 0 | 0 | 0 | 0 | 0 | 0 | 0 | 0
2020-05-03 08:27 | 0.51 | 0 | 0 | 0 | 0 | 0 | 0 | 0 | 0 | 0 | 0 | 0 | 0 | 0 | 0 | 0 | 0 | 0 | 0 | 0 | 0 | 0 | 0
2020-05-03 08:28 | 0.51 | 0 | 0 | 0 | 0 | 0 | 0 | 0 | 0 | 0 | 0 | 0 | 0 | 0 | 0 | 0 | 0 | 0 | 0 | 0 | 0 | 0 | 0
2020-05-03 08:29 | 0.51 | 0 | 0 | 0 | 0 | 0 | 0 | 0 | 0 | 0 | 0 | 0 | 0 | 0 | 0 | 0 | 0 | 0 | 0 | 0 | 0 | 0 | 0
2020-05-03 08:30 | 0.52 | 0 | 0 | 0 | 0 | 0 | 0 | 0 | 0 | 0 | 0 | 0 | 0 | 0 | 0 | 0 | 0.074333 | 0 | 0 | 0 | 0 | 0 | 0
2020-05-03 08:31 | 0.53 | 35.449 | 34.8052 | 28.6654 | 44.4512 | 28.6276 | 41.5537 | 56.3169 | 28.5845 | 33.3525 | 28.78 | 25.207 | 28.6098 | 11.4384 | 11.2826 | 28.7641 | 30.1876 | 58.0068 | 58.1362 | 58.1362 | 11.2826 | 49.9662 | 10.6772
2020-05-03 08:32 | 0.56 | 129.9446 | 119.3544 | 108.2878 | 146.0371 | 108.2636 | 148.1989 | 172.3554 | 108.2358 | 115.4588 | 108.3591 | 98.4372 | 108.2522 | 40.7895 | 39.9242 | 108.3494 | 108.7703 | 185.8115 | 185.7984 | 185.7984 | 39.9242 | 166.6447 | 36.0196
2020-05-03 08:33 | 0.55 | 152.2109 | 136.7989 | 134.8056 | 156.2216 | 134.7913 | 166.2515 | 170.499 | 134.7743 | 134.1683 | 134.8458 | 128.0105 | 134.7844 | 80.1517 | 79.5859 | 134.8405 | 134.5419 | 187.6536 | 187.6169 | 187.6169 | 79.5859 | 175.7072 | 77.0463
2020-05-03 08:34 | 0.54 | 203.0124 | 177.5748 | 183.5951 | 196.8003 | 183.6008 | 218.5143 | 204.7758 | 183.6062 | 175.2696 | 183.5716 | 177.5701 | 183.6032 | 127.2723 | 126.9986 | 183.5755 | 182.065 | 232.3829 | 232.258 | 232.258 | 126.9986 | 222.6729 | 125.8969
2020-05-03 08:35 | 0.51 | 223.492 | 192.2863 | 204.0263 | 209.7854 | 204.0438 | 239.0198 | 212.0934 | 204.0623 | 190.4261 | 203.9654 | 199.0714 | 204.0517 | 151.5924 | 151.5799 | 203.9746 | 202.2463 | 245.8743 | 245.7047 | 245.7047 | 151.5799 | 238.6622 | 151.7474
2020-05-03 08:36 | 0.50 | 210.9011 | 175.2684 | 192.6669 | 189.5141 | 192.6794 | 225.7524 | 185.146 | 192.6923 | 174.0676 | 192.6219 | 189.2654 | 192.6849 | 149.3702 | 149.648 | 192.6288 | 190.8916 | 224.2731 | 224.1529 | 224.1529 | 149.648 | 220.1246 | 151.2202
2020-05-03 08:37 | 0.58 | 203.7177 | 160.9551 | 184.5821 | 173.7824 | 184.5878 | 219.8897 | 163.4779 | 184.5931 | 160.195 | 184.5587 | 182.1176 | 184.5901 | 144.9886 | 145.5157 | 184.5625 | 182.7933 | 211.3088 | 211.2344 | 211.2344 | 145.5157 | 209.1098 | 148.315
2020-05-03 08:38 | 0.65 | 159.1695 | 116.1661 | 141.8578 | 125.747 | 141.8448 | 174.5063 | 111.6864 | 141.8294 | 115.9205 | 141.8936 | 140.5625 | 141.8386 | 111.5216 | 112.1715 | 141.889 | 141.4891 | 160.5898 | 160.6141 | 160.6141 | 112.1715 | 160.3779 | 115.5639
2020-05-03 08:39 | 0.73 | 128.3459 | 73.0821 | 108.127 | 81.0516 | 108.1028 | 147.5655 | 59.8995 | 108.075 | 73.393 | 108.1981 | 107.9695 | 108.0914 | 81.1458 | 82.1303 | 108.1884 | 108.6066 | 123.1791 | 123.2573 | 123.2573 | 82.1303 | 125.0426 | 87.2114
2020-05-03 08:40 | 0.82 | 85.3131 | 22.4752 | 61.3159 | 27.1446 | 61.2818 | 110.8326 | 12.1391 | 61.2429 | 23.0273 | 61.4186 | 62.4 | 61.2657 | 39.2389 | 40.4598 | 61.4044 | 62.5527 | 73.1294 | 73.2553 | 73.2553 | 40.4598 | 77.0375 | 46.8912
2020-05-03 08:41 | 0.86 | 5.5993 | 3.4206 | 4.5 | 3.4206 | 4.4803 | 6.9327 | 3.3764 | 4.4579 | 3.4206 | 4.5596 | 4.5482 | 4.4711 | 3.773 | 3.8015 | 4.5513 | 5.318 | 4.6264 | 4.687 | 4.687 | 3.8015 | 4.9145 | 4.0267
2020-05-03 08:42 | 0.90 | 0 | 0 | 0 | 0 | 0 | 0 | 0 | 0 | 0 | 0 | 0 | 0 | 0 | 0 | 0 | 0 | 0 | 0 | 0 | 0 | 0 | 0
2020-05-03 08:43 | 0.95 | 0 | 0 | 0 | 0 | 0 | 0 | 0 | 0 | 0 | 0 | 0 | 0 | 0 | 0 | 0 | 0 | 0 | 0 | 0 | 0 | 0 | 0
2020-05-03 08:44 | 1.00 | 0 | 0 | 0 | 0 | 0 | 0 | 0 | 0 | 0 | 0 | 0 | 0 | 0 | 0 | 0 | 0 | 0 | 0 | 0 | 0 | 0 | 0
2020-05-03 08:45 | 1.04 | 0 | 0 | 0 | 0 | 0 | 0 | 0 | 0 | 0 | 0 | 0 | 0 | 0 | 0 | 0 | 0 | 0 | 0 | 0 | 0 | 0 | 0
2020-05-03 08:46 | 1.07 | 0 | 0 | 0 | 0 | 0 | 0 | 0 | 0 | 0 | 0 | 0 | 0 | 0 | 0 | 0 | 0 | 0 | 0 | 0 | 0 | 0 | 0
2020-05-03 08:47 | 1.13 | 0 | 0 | 0 | 0 | 0 | 0 | 0 | 0 | 0 | 0 | 0 | 0 | 0 | 0 | 0 | 0 | 0 | 0 | 0 | 0 | 0 | 0
2020-05-03 08:48 | 1.16 | 0 | 0 | 0 | 0 | 0 | 0 | 0 | 0 | 0 | 0 | 0 | 0 | 0 | 0 | 0 | 0 | 0 | 0 | 0 | 0 | 0 | 0
2020-05-03 08:49 | 1.20 | 0 | 0 | 0 | 0 | 0 | 0 | 0 | 0 | 0 | 0 | 0 | 0 | 0 | 0 | 0 | 0 | 0 | 0 | 0 | 0 | 0 | 0
2020-05-03 08:50 | 1.21 | 0 | 0 | 0 | 0 | 0 | 0 | 0 | 0 | 0 | 0 | 0 | 0 | 0 | 0 | 0 | 0 | 0 | 0 | 0 | 0 | 0 | 0
2020-05-03 08:51 | 1.26 | 0 | 0 | 0 | 0 | 0 | 0 | 0 | 0 | 0 | 0 | 0 | 0 | 0 | 0 | 0 | 0 | 0 | 0 | 0 | 0 | 0 | 0
2020-05-03 08:52 | 1.17 | 0 | 0 | 0 | 0 | 0 | 0 | 0 | 0 | 0 | 0 | 0 | 0 | 0 | 0 | 0 | 0 | 0 | 0 | 0 | 0 | 0 | 0
2020-05-03 08:53 | 1.19 | 0 | 0 | 0 | 0 | 0 | 0 | 0 | 0 | 0 | 0 | 0 | 0 | 0 | 0 | 0 | 0 | 0 | 0 | 0 | 0 | 0 | 0
2020-05-03 08:54 | 1.06 | 0 | 0 | 0 | 0 | 0 | 0 | 0 | 0 | 0 | 0 | 0 | 0 | 0 | 0 | 0 | 0.019328 | 0 | 0 | 0 | 0 | 0 | 0
2020-05-03 08:55 | 1.06 | 9.2765 | 9.2493 | 9.2208 | 9.394 | 9.1814 | 9.2161 | 9.4602 | 9.1367 | 9.2277 | 9.34 | 9.0862 | 9.163 | 8.7863 | 8.7409 | 9.3235 | 10.8558 | 9.1363 | 9.2904 | 9.2904 | 8.7409 | 9.1689 | 8.5847
2020-05-03 08:56 | 1.03 | 47.4786 | 45.3733 | 44.4836 | 49.0484 | 44.4482 | 49.6356 | 52.0046 | 44.408 | 44.8543 | 44.5902 | 43.0815 | 44.4316 | 34.1777 | 34.0217 | 44.5754 | 45.8145 | 53.9467 | 54.0716 | 54.0716 | 34.0217 | 51.7983 | 33.3527
2020-05-03 08:57 | 1.00 | 123.4331 | 115.2268 | 114.4884 | 125.4285 | 114.4659 | 130.184 | 132.4941 | 114.4399 | 113.8568 | 114.5543 | 110.9144 | 114.4553 | 85.5342 | 85.2314 | 114.5453 | 114.8415 | 141.1366 | 141.1899 | 141.1899 | 85.2314 | 135.2712 | 83.8899
2020-05-03 08:58 | 1.11 | 242.8981 | 211.0558 | 218.5834 | 235.0908 | 218.6077 | 262.294 | 245.0945 | 218.6337 | 208.1569 | 218.5011 | 211.057 | 218.6186 | 147.1737 | 146.8337 | 218.5134 | 216.1512 | 279.3702 | 279.1179 | 279.1179 | 146.8337 | 267.3623 | 145.4559
2020-05-03 08:59 | 1.06 | 265.3092 | 221.4954 | 238.3054 | 245.4048 | 238.3378 | 287.3381 | 248.2624 | 238.3727 | 218.9882 | 238.1977 | 231.6524 | 238.3524 | 167.1019 | 167.1331 | 238.2136 | 235.1971 | 296.1465 | 295.877 | 295.877 | 167.1331 | 286.0626 | 167.5921
2020-05-03 09:00 | 1.08 | 270.8741 | 216.7639 | 242.8703 | 238.645 | 242.9054 | 294.189 | 232.8027 | 242.9435 | 214.8998 | 242.7538 | 237.6762 | 242.9214 | 177.0339 | 177.4672 | 242.7709 | 239.7618 | 292.7075 | 292.4481 | 292.4481 | 177.4672 | 285.7157 | 179.895
2020-05-03 09:01 | 1.22 | 188.4513 | 154.7182 | 173.0439 | 165.609 | 173.0478 | 201.026 | 158.1321 | 173.0511 | 153.9981 | 173.0263 | 170.8193 | 173.0493 | 139.2131 | 139.5977 | 173.0293 | 171.7545 | 195.3088 | 195.2422 | 195.2422 | 139.5977 | 193.3713 | 141.6665
2020-05-03 09:02 | 1.25 | 90.1508 | 81.3317 | 86.7396 | 83.4713 | 86.7113 | 92.4715 | 80.2265 | 86.6788 | 81.2519 | 86.8241 | 86.3332 | 86.6979 | 79.0423 | 79.1369 | 86.8125 | 87.5391 | 89.2916 | 89.3994 | 89.3994 | 79.1369 | 89.8383 | 79.6865
2020-05-03 09:03 | 1.27 | 47.4471 | 43.8272 | 46.3168 | 44.3076 | 46.2802 | 48.0668 | 42.5052 | 46.2385 | 43.8508 | 46.4274 | 46.2309 | 46.263 | 43.9043 | 43.9294 | 46.4121 | 47.7432 | 45.8374 | 45.9812 | 45.9812 | 43.9294 | 46.5126 | 44.1267
2020-05-03 09:04 | 1.28 | 77.2768 | 23.0201 | 56.7744 | 27.239 | 56.7396 | 98.8724 | 13.972 | 56.6999 | 23.52 | 56.8792 | 57.6298 | 56.7233 | 37.4542 | 38.4909 | 56.8647 | 58.0632 | 67.1475 | 67.2771 | 67.2771 | 38.4909 | 70.4091 | 43.9486
2020-05-03 09:05 | 1.29 | 9.4352 | 2.5136 | 5.7142 | 2.5136 | 5.6946 | 14.1365 | 2.4956 | 5.6722 | 2.5136 | 5.7737 | 5.9738 | 5.6854 | 3.6099 | 3.7469 | 5.7655 | 6.5788 | 6.6911 | 6.7678 | 6.7678 | 3.7469 | 7.5025 | 4.5782
2020-05-03 09:06 | 1.29 | 0 | 0 | 0 | 0 | 0 | 0 | 0 | 0 | 0 | 0 | 0 | 0 | 0 | 0 | 0 | 0 | 0 | 0 | 0 | 0 | 0 | 0
2020-05-03 09:07 | 1.31 | 0 | 0 | 0 | 0 | 0 | 0 | 0 | 0 | 0 | 0 | 0 | 0 | 0 | 0 | 0 | 0 | 0 | 0 | 0 | 0 | 0 | 0
2020-05-03 09:08 | 1.29 | 0 | 0 | 0 | 0 | 0 | 0 | 0 | 0 | 0 | 0 | 0 | 0 | 0 | 0 | 0 | 0 | 0 | 0 | 0 | 0 | 0 | 0
2020-05-03 09:09 | 1.31 | 0 | 0 | 0 | 0 | 0 | 0 | 0 | 0 | 0 | 0 | 0 | 0 | 0 | 0 | 0 | 0 | 0 | 0 | 0 | 0 | 0 | 0
2020-05-03 09:10 | 1.31 | 0 | 0 | 0 | 0 | 0 | 0 | 0 | 0 | 0 | 0 | 0 | 0 | 0 | 0 | 0 | 0 | 0 | 0 | 0 | 0 | 0 | 0
2020-05-03 09:11 | 1.33 | 0 | 0 | 0 | 0 | 0 | 0 | 0 | 0 | 0 | 0 | 0 | 0 | 0 | 0 | 0 | 0 | 0 | 0 | 0 | 0 | 0 | 0
2020-05-03 09:12 | 1.33 | 0 | 0 | 0 | 0 | 0 | 0 | 0 | 0 | 0 | 0 | 0 | 0 | 0 | 0 | 0 | 0 | 0 | 0 | 0 | 0 | 0 | 0
2020-05-03 09:13 | 1.36 | 0 | 0 | 0 | 0 | 0 | 0 | 0 | 0 | 0 | 0 | 0 | 0 | 0 | 0 | 0 | 0 | 0 | 0 | 0 | 0 | 0 | 0
2020-05-03 09:14 | 1.34 | 0 | 0 | 0 | 0 | 0 | 0 | 0 | 0 | 0 | 0 | 0 | 0 | 0 | 0 | 0 | 0 | 0 | 0 | 0 | 0 | 0 | 0
2020-05-03 09:15 | 1.40 | 0 | 0 | 0 | 0 | 0 | 0 | 0 | 0 | 0 | 0 | 0 | 0 | 0 | 0 | 0 | 0 | 0 | 0 | 0 | 0 | 0 | 0
2020-05-03 09:16 | 1.44 | 0 | 0 | 0 | 0 | 0 | 0 | 0 | 0 | 0 | 0 | 0 | 0 | 0 | 0 | 0 | 0 | 0 | 0 | 0 | 0 | 0 | 0
2020-05-03 09:17 | 1.46 | 0 | 0 | 0 | 0 | 0 | 0 | 0 | 0 | 0 | 0 | 0 | 0 | 0 | 0 | 0 | 0 | 0 | 0 | 0 | 0 | 0 | 0
2020-05-03 09:18 | 1.48 | 0 | 0 | 0 | 0 | 0 | 0 | 0 | 0 | 0 | 0 | 0 | 0 | 0 | 0 | 0 | 0.13978 | 0 | 0 | 0 | 0 | 0 | 0
2020-05-03 09:19 | 1.51 | 16.8147 | 16.7319 | 16.3631 | 17.4766 | 16.3241 | 17.0471 | 18.2251 | 16.2798 | 16.621 | 16.4812 | 16.0223 | 16.3058 | 14.7814 | 14.7279 | 16.4648 | 17.9705 | 17.9687 | 18.1209 | 18.1209 | 14.7279 | 17.5587 | 14.539
2020-05-03 09:20 | 1.55 | 59.1193 | 57.7011 | 56.0821 | 61.796 | 56.0467 | 61.2298 | 65.6224 | 56.0065 | 57.1055 | 56.1886 | 54.5223 | 56.0301 | 45.6656 | 45.5089 | 56.1739 | 57.4122 | 66.8247 | 66.9563 | 66.9563 | 45.5089 | 64.2462 | 44.8439
2020-05-03 09:21 | 1.12 | 119.3952 | 112.3697 | 112.0747 | 120.7421 | 112.0513 | 124.7379 | 126.2212 | 112.0243 | 111.2573 | 112.1435 | 109.1571 | 112.0403 | 88.196 | 87.9531 | 112.1341 | 112.4973 | 133.4458 | 133.5134 | 133.5134 | 87.9531 | 128.8384 | 86.8872
2020-05-03 09:22 | 1.66 | 106.4432 | 102.0128 | 103.6134 | 105.0653 | 103.5885 | 107.8101 | 105.3415 | 103.5597 | 101.6606 | 103.6871 | 102.6102 | 103.5766 | 93.5554 | 93.4953 | 103.6771 | 104.1554 | 109.1002 | 109.1907 | 109.1907 | 93.4953 | 108.4946 | 93.2786
2020-05-03 09:23 | 1.55 | 122.8466 | 116.2792 | 119.0062 | 120.0663 | 118.9857 | 125.0127 | 119.9138 | 118.9619 | 115.8737 | 119.0659 | 117.8498 | 118.9759 | 106.645 | 106.6107 | 119.0578 | 119.2104 | 126.0186 | 126.09 | 126.09 | 106.6107 | 125.2803 | 106.5245
2020-05-03 09:24 | 1.66 | 136.4921 | 127.5691 | 132.3467 | 131 | 132.3297 | 138.8958 | 128.9153 | 132.3099 | 127.2884 | 132.3951 | 131.4664 | 132.3216 | 120.5592 | 120.6079 | 132.3887 | 132.2811 | 137.5908 | 137.6521 | 137.6521 | 120.6079 | 137.625 | 120.925
2020-05-03 09:25 | 1.72 | 107.7604 | 101.4344 | 105.2574 | 103.329 | 105.2328 | 108.9476 | 101.0323 | 105.2045 | 101.3197 | 105.33 | 104.8075 | 105.2212 | 98.0792 | 98.1247 | 105.3201 | 105.7715 | 106.9288 | 107.0241 | 107.0241 | 98.1247 | 107.5498 | 98.4188
2020-05-03 09:26 | 1.69 | 78.8482 | 74.7872 | 77.4645 | 75.7552 | 77.4336 | 79.2926 | 73.8506 | 77.3984 | 74.7523 | 77.5568 | 77.2336 | 77.4191 | 73.3022 | 73.3257 | 77.5441 | 78.4519 | 77.4015 | 77.5227 | 77.5227 | 73.3257 | 78.1418 | 73.5086
2020-05-03 09:27 | 1.61 | 46.8916 | 45.5642 | 46.6132 | 45.7724 | 46.5768 | 46.6168 | 44.7994 | 46.5354 | 45.5684 | 46.7232 | 46.5134 | 46.5597 | 45.1112 | 45.0932 | 46.708 | 48.0255 | 45.4835 | 45.6269 | 45.6269 | 45.0932 | 46.104 | 45.0702
2020-05-03 09:28 | 1.56 | 17.1569 | 16.7506 | 17.092 | 16.7816 | 17.053 | 17.0259 | 16.4773 | 17.0086 | 16.7541 | 17.2103 | 17.0096 | 17.0347 | 16.5988 | 16.5627 | 17.1938 | 18.7032 | 16.4049 | 16.558 | 16.558 | 16.5627 | 16.6846 | 16.4522
2020-05-03 09:29 | 1.53 | 1.4344 | 1.3616 | 1.4016 | 1.3616 | 1.3818 | 1.4641 | 1.3347 | 1.3594 | 1.3616 | 1.4615 | 1.3616 | 1.3726 | 1.3274 | 1.3065 | 1.4532 | 2.3107 | 1.237 | 1.3145 | 1.3145 | 1.3065 | 1.2862 | 1.2387
2020-05-03 09:30 | 1.48 | 0 | 0 | 0 | 0 | 0 | 0 | 0 | 0 | 0 | 0 | 0 | 0 | 0 | 0 | 0 | 0 | 0 | 0 | 0 | 0 | 0 | 0
2020-05-03 09:31 | 1.42 | 0 | 0 | 0 | 0 | 0 | 0 | 0 | 0 | 0 | 0 | 0 | 0 | 0 | 0 | 0 | 0 | 0 | 0 | 0 | 0 | 0 | 0
2020-05-03 09:32 | 1.37 | 0 | 0 | 0 | 0 | 0 | 0 | 0 | 0 | 0 | 0 | 0 | 0 | 0 | 0 | 0 | 0 | 0 | 0 | 0 | 0 | 0 | 0
2020-05-03 09:33 | 1.33 | 0 | 0 | 0 | 0 | 0 | 0 | 0 | 0 | 0 | 0 | 0 | 0 | 0 | 0 | 0 | 0 | 0 | 0 | 0 | 0 | 0 | 0
2020-05-03 09:34 | 1.29 | 0 | 0 | 0 | 0 | 0 | 0 | 0 | 0 | 0 | 0 | 0 | 0 | 0 | 0 | 0 | 0 | 0 | 0 | 0 | 0 | 0 | 0
2020-05-03 09:35 | 1.24 | 0 | 0 | 0 | 0 | 0 | 0 | 0 | 0 | 0 | 0 | 0 | 0 | 0 | 0 | 0 | 0 | 0 | 0 | 0 | 0 | 0 | 0
2020-05-03 09:36 | 1.21 | 0 | 0 | 0 | 0 | 0 | 0 | 0 | 0 | 0 | 0 | 0 | 0 | 0 | 0 | 0 | 0 | 0 | 0 | 0 | 0 | 0 | 0
2020-05-03 09:37 | 1.17 | 0 | 0 | 0 | 0 | 0 | 0 | 0 | 0 | 0 | 0 | 0 | 0 | 0 | 0 | 0 | 0 | 0 | 0 | 0 | 0 | 0 | 0
2020-05-03 09:38 | 1.10 | 0 | 0 | 0 | 0 | 0 | 0 | 0 | 0 | 0 | 0 | 0 | 0 | 0 | 0 | 0 | 0 | 0 | 0 | 0 | 0 | 0 | 0
2020-05-03 09:39 | 1.02 | 0 | 0 | 0 | 0 | 0 | 0 | 0 | 0 | 0 | 0 | 0 | 0 | 0 | 0 | 0 | 0 | 0 | 0 | 0 | 0 | 0 | 0
2020-05-03 09:40 | 0.98 | 0 | 0 | 0 | 0 | 0 | 0 | 0 | 0 | 0 | 0 | 0 | 0 | 0 | 0 | 0 | 0 | 0 | 0 | 0 | 0 | 0 | 0
2020-05-03 09:41 | 0.97 | 0 | 0 | 0 | 0 | 0 | 0 | 0 | 0 | 0 | 0 | 0 | 0 | 0 | 0 | 0 | 0 | 0 | 0 | 0 | 0 | 0 | 0
2020-05-03 09:42 | 0.94 | 0 | 0 | 0 | 0 | 0 | 0 | 0 | 0 | 0 | 0 | 0 | 0 | 0 | 0 | 0 | 0.049842 | 0 | 0 | 0 | 0 | 0 | 0
2020-05-03 09:43 | 0.92 | 34.6234 | 33.7212 | 27.5594 | 43.6801 | 27.5215 | 41.0682 | 55.8754 | 27.4783 | 32.2322 | 27.6743 | 24.0339 | 27.5037 | 10.4899 | 10.3466 | 27.6584 | 29.0896 | 57.9619 | 58.0915 | 58.0915 | 10.3466 | 49.6193 | 9.8173
2020-05-03 09:44 | 0.90 | 117.6207 | 107.691 | 98.4659 | 131.1507 | 98.4392 | 133.8677 | 154.0878 | 98.4086 | 104.2945 | 98.5451 | 89.8834 | 98.4266 | 39.8312 | 39.0975 | 98.5343 | 99.1396 | 166.6644 | 166.6837 | 166.6837 | 39.0975 | 149.7641 | 35.8028
2020-05-03 09:45 | 0.86 | 186.4322 | 164.4996 | 162.7644 | 190.4245 | 162.7586 | 205.829 | 208.9529 | 162.7511 | 161.025 | 162.7776 | 153.8101 | 162.7556 | 89.876 | 89.1691 | 162.7762 | 161.8524 | 233.5988 | 233.4905 | 233.4905 | 89.1691 | 217.6437 | 86.0011
2020-05-03 09:46 | 0.83 | 235.062 | 201.9862 | 209.3573 | 227.3796 | 209.3731 | 255.9591 | 238.5591 | 209.3897 | 198.9196 | 209.3018 | 201.3739 | 209.3801 | 135.2828 | 134.9103 | 209.3102 | 206.7991 | 274.8048 | 274.5949 | 274.5949 | 134.9103 | 261.559 | 133.3894
2020-05-03 09:47 | 0.79 | 250.664 | 209.9513 | 225.4154 | 232.3121 | 225.4404 | 271.3154 | 235.1681 | 225.4673 | 207.6008 | 225.3309 | 219.1573 | 225.4517 | 159.0954 | 159.1101 | 225.3434 | 222.533 | 279.7949 | 279.5685 | 279.5685 | 159.1101 | 270.2522 | 159.4704
2020-05-03 09:48 | 0.76 | 266.2975 | 212.5197 | 238.4016 | 234.2677 | 238.434 | 289.6192 | 228.5468 | 238.469 | 210.6666 | 238.2938 | 233.2272 | 238.4487 | 173.1318 | 173.5576 | 238.3097 | 235.2927 | 288.1939 | 287.9472 | 287.9472 | 173.5576 | 281.1547 | 175.9486
2020-05-03 09:49 | 0.73 | 250.4092 | 187.0288 | 221.77 | 206.3129 | 221.7926 | 275.1011 | 191.8004 | 221.8168 | 185.8663 | 221.6929 | 218.0953 | 221.8028 | 163.2586 | 164.0545 | 221.7044 | 218.8364 | 263.3387 | 263.1589 | 263.1589 | 164.0545 | 259.3103 | 168.2607
2020-05-03 09:50 | 0.70 | 213.1378 | 142.4698 | 184.7378 | 158.2447 | 184.7415 | 238.6302 | 135.3095 | 184.7445 | 142.0827 | 184.721 | 182.7261 | 184.7429 | 135.906 | 137.0194 | 184.7239 | 183.1066 | 216.6578 | 216.5865 | 216.5865 | 137.0194 | 215.7212 | 142.7793
2020-05-03 09:51 | 0.68 | 155.7982 | 83.8688 | 129.0678 | 95.177 | 129.0504 | 181.1361 | 68.2269 | 129.0301 | 84.1556 | 129.1175 | 128.6022 | 129.0421 | 92.1128 | 93.3843 | 129.1109 | 129.0326 | 151.3299 | 151.3686 | 151.3686 | 93.3843 | 152.9232 | 99.9281
2020-05-03 09:52 | 0.73 | 34.5415 | 30.5963 | 33.204 | 30.9381 | 33.1662 | 35.6124 | 29.4891 | 33.1231 | 30.6315 | 33.3185 | 33.1714 | 33.1484 | 31.1981 | 31.2321 | 33.3027 | 34.7252 | 32.9151 | 33.0636 | 33.0636 | 31.2321 | 33.5341 | 31.4823
2020-05-03 09:53 | 0.57 | 7.3599 | 3.7603 | 5.3355 | 3.7603 | 5.3158 | 9.9721 | 3.7178 | 5.2935 | 3.7603 | 5.3951 | 5.4532 | 5.3066 | 4.1683 | 4.2274 | 5.3868 | 6.3728 | 5.7646 | 5.8415 | 5.8415 | 4.2274 | 6.2363 | 4.6243
2020-05-03 09:54 | 0.60 | 0 | 0 | 0 | 0 | 0 | 0 | 0 | 0 | 0 | 0 | 0 | 0 | 0 | 0 | 0 | 0 | 0 | 0 | 0 | 0 | 0 | 0
2020-05-03 09:55 | 0.64 | 0 | 0 | 0 | 0 | 0 | 0 | 0 | 0 | 0 | 0 | 0 | 0 | 0 | 0 | 0 | 0 | 0 | 0 | 0 | 0 | 0 | 0
2020-05-03 09:56 | 0.54 | 0 | 0 | 0 | 0 | 0 | 0 | 0 | 0 | 0 | 0 | 0 | 0 | 0 | 0 | 0 | 0 | 0 | 0 | 0 | 0 | 0 | 0
2020-05-03 09:57 | 0.52 | 0 | 0 | 0 | 0 | 0 | 0 | 0 | 0 | 0 | 0 | 0 | 0 | 0 | 0 | 0 | 0 | 0 | 0 | 0 | 0 | 0 | 0
2020-05-03 09:58 | 0.55 | 0 | 0 | 0 | 0 | 0 | 0 | 0 | 0 | 0 | 0 | 0 | 0 | 0 | 0 | 0 | 0 | 0 | 0 | 0 | 0 | 0 | 0
2020-05-03 09:59 | 0.49 | 0 | 0 | 0 | 0 | 0 | 0 | 0 | 0 | 0 | 0 | 0 | 0 | 0 | 0 | 0 | 0 | 0 | 0 | 0 | 0 | 0 | 0
2020-05-03 10:00 | 0.44 | 0 | 0 | 0 | 0 | 0 | 0 | 0 | 0 | 0 | 0 | 0 | 0 | 0 | 0 | 0 | 0 | 0 | 0 | 0 | 0 | 0 | 0
2020-05-03 10:01 | 0.41 | 0 | 0 | 0 | 0 | 0 | 0 | 0 | 0 | 0 | 0 | 0 | 0 | 0 | 0 | 0 | 0 | 0 | 0 | 0 | 0 | 0 | 0
2020-05-03 10:02 | 0.39 | 0 | 0 | 0 | 0 | 0 | 0 | 0 | 0 | 0 | 0 | 0 | 0 | 0 | 0 | 0 | 0 | 0 | 0 | 0 | 0 | 0 | 0
2020-05-03 10:03 | 0.37 | 0 | 0 | 0 | 0 | 0 | 0 | 0 | 0 | 0 | 0 | 0 | 0 | 0 | 0 | 0 | 0 | 0 | 0 | 0 | 0 | 0 | 0
2020-05-03 10:04 | 0.35 | 0 | 0 | 0 | 0 | 0 | 0 | 0 | 0 | 0 | 0 | 0 | 0 | 0 | 0 | 0 | 0 | 0 | 0 | 0 | 0 | 0 | 0
2020-05-03 10:05 | 0.36 | 0 | 0 | 0 | 0 | 0 | 0 | 0 | 0 | 0 | 0 | 0 | 0 | 0 | 0 | 0 | 0 | 0 | 0 | 0 | 0 | 0 | 0
2020-05-03 10:06 | 0.34 | 0 | 0 | 0 | 0 | 0 | 0 | 0 | 0 | 0 | 0 | 0 | 0 | 0 | 0 | 0 | 0.034764 | 0 | 0 | 0 | 0 | 0 | 0
2020-05-03 10:07 | 0.33 | 31.9368 | 31.0499 | 25.9865 | 39.3963 | 25.9484 | 37.3339 | 49.5159 | 25.9051 | 29.8051 | 26.1018 | 23.0151 | 25.9305 | 11.4496 | 11.3186 | 26.0858 | 27.5268 | 51.3397 | 51.4739 | 51.4739 | 11.3186 | 44.4043 | 10.8491
2020-05-03 10:08 | 0.31 | 112.0517 | 102.7449 | 94.3888 | 124.3336 | 94.3611 | 127.0143 | 145.3281 | 94.3293 | 99.6235 | 94.4713 | 86.4917 | 94.348 | 40.3467 | 39.6715 | 94.46 | 95.1409 | 157.0201 | 157.0545 | 157.0545 | 39.6715 | 141.5303 | 36.6445
2020-05-03 10:09 | 0.29 | 177.3985 | 156.8751 | 155.3737 | 180.9577 | 155.3649 | 195.4006 | 198.0374 | 155.3541 | 153.6461 | 155.3962 | 147.0402 | 155.3605 | 87.2874 | 86.6267 | 155.3935 | 154.687 | 220.9158 | 220.8354 | 220.8354 | 86.6267 | 206.2249 | 83.6704
2020-05-03 10:10 | 0.28 | 226.2336 | 194.4886 | 201.6865 | 218.7088 | 201.6984 | 246.1478 | 229.2413 | 201.7106 | 191.5639 | 201.6436 | 194.0705 | 201.7036 | 130.6486 | 130.2941 | 201.6502 | 199.4286 | 263.8024 | 263.6217 | 263.6217 | 130.2941 | 251.2987 | 128.8546
2020-05-03 10:11 | 0.29 | 252.2981 | 210.4153 | 226.5026 | 233.2441 | 226.5279 | 273.3789 | 235.9924 | 226.555 | 208.0216 | 226.4171 | 220.1471 | 226.5393 | 158.4955 | 158.524 | 226.4298 | 223.4322 | 281.686 | 281.4577 | 281.4577 | 158.524 | 272.0528 | 158.9638
2020-05-03 10:12 | 0.32 | 224.8051 | 185.873 | 204.4033 | 202.0503 | 204.4183 | 241.5472 | 198.2106 | 204.4339 | 184.4599 | 204.3506 | 200.4565 | 204.4249 | 155.4509 | 155.727 | 204.3586 | 202.2397 | 240.9476 | 240.8096 | 240.8096 | 155.727 | 235.8422 | 157.3153
2020-05-03 10:13 | 0.34 | 247.4837 | 185.4076 | 219.4887 | 204.4027 | 219.5101 | 271.5149 | 190.2094 | 219.5328 | 184.2574 | 219.4157 | 215.8766 | 219.5196 | 161.8758 | 162.6603 | 219.4266 | 216.6274 | 260.1775 | 260.0059 | 260.0059 | 162.6603 | 256.2114 | 166.8065
2020-05-03 10:14 | 0.34 | 157.9126 | 118.9935 | 142.2021 | 127.9373 | 142.1898 | 171.6186 | 115.341 | 142.1752 | 118.7344 | 142.2355 | 140.9444 | 142.1839 | 113.9398 | 114.5215 | 142.2312 | 141.7774 | 159.4784 | 159.4998 | 159.4998 | 114.5215 | 159.2175 | 117.564
2020-05-03 10:15 | 0.31 | 57.6885 | 54.0403 | 56.5809 | 54.5519 | 56.5456 | 58.165 | 52.6519 | 56.5053 | 54.0603 | 56.6873 | 56.4857 | 56.529 | 53.9282 | 53.9541 | 56.6726 | 57.909 | 55.9073 | 56.0463 | 56.0463 | 53.9541 | 56.6811 | 54.1533
2020-05-03 10:16 | 0.30 | 22.2518 | 21.4727 | 22.0654 | 21.5349 | 22.0267 | 22.1968 | 21.0878 | 21.9826 | 21.479 | 22.1828 | 21.9878 | 22.0085 | 21.3557 | 21.327 | 22.1665 | 23.6554 | 21.3282 | 21.4803 | 21.4803 | 21.327 | 21.684 | 21.255
2020-05-03 10:17 | 0.29 | 1.3942 | 1.3163 | 1.3569 | 1.3163 | 1.3371 | 1.4308 | 1.2899 | 1.3146 | 1.3163 | 1.4168 | 1.3171 | 1.3278 | 1.282 | 1.2609 | 1.4085 | 2.1821 | 1.1957 | 1.2732 | 1.2732 | 1.2609 | 1.2449 | 1.1935
2020-05-03 10:18 | 0.28 | 0 | 0 | 0 | 0 | 0 | 0 | 0 | 0 | 0 | 0 | 0 | 0 | 0 | 0 | 0 | 0 | 0 | 0 | 0 | 0 | 0 | 0
2020-05-03 10:19 | 0.27 | 0 | 0 | 0 | 0 | 0 | 0 | 0 | 0 | 0 | 0 | 0 | 0 | 0 | 0 | 0 | 0 | 0 | 0 | 0 | 0 | 0 | 0
2020-05-03 10:20 | 0.24 | 0 | 0 | 0 | 0 | 0 | 0 | 0 | 0 | 0 | 0 | 0 | 0 | 0 | 0 | 0 | 0 | 0 | 0 | 0 | 0 | 0 | 0
2020-05-03 10:21 | 0.23 | 0 | 0 | 0 | 0 | 0 | 0 | 0 | 0 | 0 | 0 | 0 | 0 | 0 | 0 | 0 | 0 | 0 | 0 | 0 | 0 | 0 | 0
2020-05-03 10:22 | 0.21 | 0 | 0 | 0 | 0 | 0 | 0 | 0 | 0 | 0 | 0 | 0 | 0 | 0 | 0 | 0 | 0 | 0 | 0 | 0 | 0 | 0 | 0
2020-05-03 10:23 | 0.16 | 0 | 0 | 0 | 0 | 0 | 0 | 0 | 0 | 0 | 0 | 0 | 0 | 0 | 0 | 0 | 0 | 0 | 0 | 0 | 0 | 0 | 0
2020-05-03 10:24 | 0.15 | 0 | 0 | 0 | 0 | 0 | 0 | 0 | 0 | 0 | 0 | 0 | 0 | 0 | 0 | 0 | 0 | 0 | 0 | 0 | 0 | 0 | 0
2020-05-03 10:25 | 0.14 | 0 | 0 | 0 | 0 | 0 | 0 | 0 | 0 | 0 | 0 | 0 | 0 | 0 | 0 | 0 | 0 | 0 | 0 | 0 | 0 | 0 | 0
2020-05-03 10:26 | 0.21 | 0 | 0 | 0 | 0 | 0 | 0 | 0 | 0 | 0 | 0 | 0 | 0 | 0 | 0 | 0 | 0 | 0 | 0 | 0 | 0 | 0 | 0
2020-05-03 10:27 | 0.15 | 0 | 0 | 0 | 0 | 0 | 0 | 0 | 0 | 0 | 0 | 0 | 0 | 0 | 0 | 0 | 0 | 0 | 0 | 0 | 0 | 0 | 0
2020-05-03 10:28 | 0.12 | 0 | 0 | 0 | 0 | 0 | 0 | 0 | 0 | 0 | 0 | 0 | 0 | 0 | 0 | 0 | 0 | 0 | 0 | 0 | 0 | 0 | 0
2020-05-03 10:29 | 0.10 | 0 | 0 | 0 | 0 | 0 | 0 | 0 | 0 | 0 | 0 | 0 | 0 | 0 | 0 | 0 | 0 | 0 | 0 | 0 | 0 | 0 | 0
2020-05-03 10:30 | 0.11 | 0 | 0 | 0 | 0 | 0 | 0 | 0 | 0 | 0 | 0 | 0 | 0 | 0 | 0 | 0 | 0.067743 | 0 | 0 | 0 | 0 | 0 | 0
2020-05-03 10:31 | 0.12 | 33.6948 | 32.6298 | 26.7029 | 42.4136 | 26.6648 | 40.1071 | 54.315 | 26.6216 | 31.1732 | 26.818 | 23.2536 | 26.647 | 10.1576 | 10.0223 | 26.802 | 28.2384 | 56.5862 | 56.7166 | 56.7166 | 10.0223 | 48.3975 | 9.556
2020-05-03 10:32 | 0.11 | 112.6338 | 102.9905 | 94.4959 | 125.1003 | 94.4682 | 128.0445 | 146.5662 | 94.4364 | 99.7965 | 94.5784 | 86.417 | 94.4552 | 39.3197 | 38.6373 | 94.5671 | 95.2467 | 158.6984 | 158.7305 | 158.7305 | 38.6373 | 142.8273 | 35.5821
2020-05-03 10:33 | 0.03 | 177.5677 | 156.7256 | 155.2427 | 181.0963 | 155.2339 | 195.8494 | 198.3655 | 155.223 | 153.459 | 155.2655 | 146.8115 | 155.2295 | 86.3635 | 85.6973 | 155.2628 | 154.5623 | 221.6064 | 221.5247 | 221.5247 | 85.6973 | 206.735 | 82.7174
2020-05-03 10:34 | 0.00 | 202.0094 | 174.2748 | 180.9074 | 194.9938 | 180.9116 | 219.0891 | 203.6162 | 180.9152 | 171.7931 | 180.889 | 174.4237 | 180.9132 | 120.1745 | 119.8845 | 180.8921 | 179.2371 | 233.7652 | 233.6397 | 233.6397 | 119.8845 | 223.2057 | 118.7276
2020-05-03 10:35 | 0.00 | 244.8876 | 204.6716 | 220.0159 | 226.7026 | 220.0379 | 265.2279 | 229.4837 | 220.0612 | 202.3556 | 219.9412 | 213.8585 | 220.0477 | 154.4628 | 154.4804 | 219.9523 | 217.1679 | 273.3924 | 273.1841 | 273.1841 | 154.4804 | 264.0446 | 154.8577
2020-05-03 10:36 | 0.00 | 194.9104 | 163.694 | 179.189 | 175.8262 | 179.1924 | 207.6727 | 171.515 | 179.1952 | 162.6976 | 179.173 | 176.3238 | 179.1937 | 142.178 | 142.4311 | 179.1757 | 177.7989 | 205.7179 | 205.6532 | 205.6532 | 142.4311 | 202.4068 | 143.8608
2020-05-03 10:37 | 0.00 | 119.9219 | 105.3718 | 113.4076 | 109.9715 | 113.3862 | 124.8842 | 106.3326 | 113.3613 | 105.0724 | 113.4704 | 112.4005 | 113.376 | 98.4837 | 98.6212 | 113.4619 | 113.6852 | 121.8332 | 121.9064 | 121.9064 | 98.6212 | 121.4745 | 99.4059
2020-05-03 10:38 | 0.00 | 93.1198 | 78.6438 | 87.5454 | 81.6917 | 87.5166 | 97.6376 | 76.4028 | 87.4835 | 78.5852 | 87.6314 | 87.1017 | 87.503 | 77.102 | 77.2974 | 87.6196 | 88.382 | 92.1951 | 92.3037 | 92.3037 | 77.2974 | 92.7285 | 78.3625
2020-05-03 10:39 | 0.00 | 74.5565 | 61.1575 | 69.7807 | 63.1736 | 69.7479 | 78.6128 | 57.6811 | 69.7104 | 61.2187 | 69.8793 | 69.6383 | 69.7324 | 62.2723 | 62.475 | 69.8657 | 70.9204 | 72.3019 | 72.4285 | 72.4285 | 62.475 | 73.2308 | 63.575
2020-05-03 10:40 | 0.00 | 43.0254 | 28.5508 | 37.5843 | 29.6485 | 37.5468 | 48.5772 | 26.0889 | 37.5042 | 28.6783 | 37.6976 | 37.7394 | 37.5292 | 32.0088 | 32.2494 | 37.6818 | 39.0758 | 39.6526 | 39.7985 | 39.7985 | 32.2494 | 40.7996 | 33.5789
2020-05-03 10:41 | 0.00 | 3.0513 | 2.8455 | 2.9509 | 2.8455 | 2.9311 | 3.1728 | 2.8026 | 2.9087 | 2.8455 | 3.0107 | 2.9159 | 2.9219 | 2.8105 | 2.7919 | 3.0024 | 3.8996 | 2.7701 | 2.8474 | 2.8474 | 2.7919 | 2.8517 | 2.7405
2020-05-03 10:42 | 0.00 | 0 | 0 | 0 | 0 | 0 | 0 | 0 | 0 | 0 | 0 | 0 | 0 | 0 | 0 | 0 | 0 | 0 | 0 | 0 | 0 | 0 | 0
2020-05-03 10:43 | 0.00 | 0 | 0 | 0 | 0 | 0 | 0 | 0 | 0 | 0 | 0 | 0 | 0 | 0 | 0 | 0 | 0 | 0 | 0 | 0 | 0 | 0 | 0
2020-05-03 10:44 | 0.00 | 0 | 0 | 0 | 0 | 0 | 0 | 0 | 0 | 0 | 0 | 0 | 0 | 0 | 0 | 0 | 0 | 0 | 0 | 0 | 0 | 0 | 0
2020-05-03 10:45 | 0.00 | 0 | 0 | 0 | 0 | 0 | 0 | 0 | 0 | 0 | 0 | 0 | 0 | 0 | 0 | 0 | 0 | 0 | 0 | 0 | 0 | 0 | 0
2020-05-03 10:46 | 0.00 | 0 | 0 | 0 | 0 | 0 | 0 | 0 | 0 | 0 | 0 | 0 | 0 | 0 | 0 | 0 | 0 | 0 | 0 | 0 | 0 | 0 | 0
2020-05-03 10:47 | 0.00 | 0 | 0 | 0 | 0 | 0 | 0 | 0 | 0 | 0 | 0 | 0 | 0 | 0 | 0 | 0 | 0 | 0 | 0 | 0 | 0 | 0 | 0
2020-05-03 10:48 | 0.00 | 0 | 0 | 0 | 0 | 0 | 0 | 0 | 0 | 0 | 0 | 0 | 0 | 0 | 0 | 0 | 0 | 0 | 0 | 0 | 0 | 0 | 0
2020-05-03 10:49 | 0.00 | 0 | 0 | 0 | 0 | 0 | 0 | 0 | 0 | 0 | 0 | 0 | 0 | 0 | 0 | 0 | 0 | 0 | 0 | 0 | 0 | 0 | 0
2020-05-03 10:50 | 0.00 | 0 | 0 | 0 | 0 | 0 | 0 | 0 | 0 | 0 | 0 | 0 | 0 | 0 | 0 | 0 | 0 | 0 | 0 | 0 | 0 | 0 | 0
2020-05-03 10:51 | 0.00 | 0 | 0 | 0 | 0 | 0 | 0 | 0 | 0 | 0 | 0 | 0 | 0 | 0 | 0 | 0 | 0 | 0 | 0 | 0 | 0 | 0 | 0
2020-05-03 10:52 | 0.00 | 0 | 0 | 0 | 0 | 0 | 0 | 0 | 0 | 0 | 0 | 0 | 0 | 0 | 0 | 0 | 0 | 0 | 0 | 0 | 0 | 0 | 0
2020-05-03 10:53 | 0.00 | 0 | 0 | 0 | 0 | 0 | 0 | 0 | 0 | 0 | 0 | 0 | 0 | 0 | 0 | 0 | 0 | 0 | 0 | 0 | 0 | 0 | 0
2020-05-03 10:54 | 0.00 | 0 | 0 | 0 | 0 | 0 | 0 | 0 | 0 | 0 | 0 | 0 | 0 | 0 | 0 | 0 | 0 | 0 | 0 | 0 | 0 | 0 | 0
2020-05-03 10:55 | 0.00 | 31.446 | 30.3895 | 25.264 | 38.9993 | 25.2259 | 37.0992 | 49.394 | 25.1825 | 29.1109 | 25.3795 | 22.2188 | 25.208 | 10.5504 | 10.4238 | 25.3635 | 26.8083 | 51.4812 | 51.615 | 51.615 | 10.4238 | 44.3111 | 9.9996
2020-05-03 10:56 | 0.00 | 111.7105 | 101.9503 | 93.614 | 123.9507 | 93.5861 | 127.113 | 145.2413 | 93.5541 | 98.7771 | 93.6971 | 85.5867 | 93.573 | 38.7945 | 38.1216 | 93.6857 | 94.3793 | 157.5036 | 157.5372 | 157.5372 | 38.1216 | 141.7197 | 35.1122
2020-05-03 10:57 | 0.00 | 178.8209 | 157.4496 | 156.0106 | 182.3009 | 156.002 | 197.548 | 199.8821 | 155.9915 | 154.1225 | 156.0324 | 147.4243 | 155.9978 | 85.8936 | 85.2196 | 156.0297 | 155.3058 | 223.7642 | 223.6777 | 223.6777 | 85.2196 | 208.5746 | 82.2067
2020-05-03 10:58 | 0.00 | 227.288 | 194.7505 | 202.1594 | 219.4924 | 202.1715 | 247.7396 | 230.2494 | 202.184 | 191.7651 | 202.1157 | 194.3865 | 202.1768 | 129.6528 | 129.2939 | 202.1225 | 199.8838 | 265.7094 | 265.5238 | 265.5238 | 129.2939 | 252.9044 | 127.8402
2020-05-03 10:59 | 0.00 | 253.359 | 210.6152 | 226.9984 | 233.9147 | 227.024 | 274.9743 | 236.7873 | 227.0514 | 208.1718 | 226.9121 | 220.5114 | 227.0355 | 157.7055 | 157.734 | 226.9249 | 223.92 | 283.4931 | 283.2598 | 283.2598 | 157.734 | 273.5925 | 158.1801
2020-05-03 11:00 | 0.00 | 256.583 | 205.1349 | 229.8795 | 226.0626 | 229.9069 | 278.865 | 220.7271 | 229.9363 | 203.3435 | 229.7874 | 224.8939 | 229.9192 | 167.0329 | 167.438 | 229.801 | 226.8779 | 277.6354 | 277.4173 | 277.4173 | 167.438 | 270.8467 | 169.7216
2020-05-03 11:01 | 0.00 | 218.5262 | 165.7823 | 194.6797 | 181.9627 | 194.6901 | 238.9695 | 169.9573 | 194.7006 | 164.7956 | 194.6414 | 191.5634 | 194.6946 | 145.5159 | 146.1681 | 194.6474 | 192.7143 | 229.2938 | 229.1826 | 229.1826 | 146.1681 | 225.9449 | 149.6319
2020-05-03 11:02 | 0.00 | 179.2662 | 123.1988 | 156.5486 | 136.0045 | 156.5415 | 199.5824 | 118.1675 | 156.5326 | 122.8438 | 156.5658 | 154.8201 | 156.5379 | 116.9139 | 117.774 | 156.5638 | 155.7342 | 182.4732 | 182.4593 | 182.4593 | 117.774 | 181.592 | 122.2476
2020-05-03 11:03 | 0.00 | 129.5699 | 71.0172 | 107.8381 | 79.8924 | 107.8136 | 150.2728 | 58.0481 | 107.7855 | 71.2846 | 107.9101 | 107.5223 | 107.8021 | 78.4575 | 79.4846 | 107.9003 | 108.3401 | 125.4255 | 125.5024 | 125.5024 | 79.4846 | 126.8747 | 84.7913
2020-05-03 11:04 | 0.00 | 71.6641 | 23.9099 | 53.5467 | 28.1746 | 53.5116 | 90.5537 | 15.3432 | 53.4716 | 24.3113 | 53.6526 | 54.0893 | 53.4951 | 35.4407 | 36.3212 | 53.6379 | 54.8603 | 64.0325 | 64.1631 | 64.1631 | 36.3212 | 66.457 | 40.9635
2020-05-03 11:05 | 0.00 | 5.9464 | 3.7461 | 4.7511 | 3.7461 | 4.7314 | 7.4329 | 3.6988 | 4.7091 | 3.7461 | 4.8108 | 4.7955 | 4.7222 | 3.9792 | 4.0031 | 4.8025 | 5.7272 | 4.9647 | 5.0417 | 5.0417 | 4.0031 | 5.2561 | 4.201
2020-05-03 11:06 | 0.00 | 0 | 0 | 0 | 0 | 0 | 0 | 0 | 0 | 0 | 0 | 0 | 0 | 0 | 0 | 0 | 0 | 0 | 0 | 0 | 0 | 0 | 0
2020-05-03 11:07 | 0.00 | 0 | 0 | 0 | 0 | 0 | 0 | 0 | 0 | 0 | 0 | 0 | 0 | 0 | 0 | 0 | 0 | 0 | 0 | 0 | 0 | 0 | 0
2020-05-03 11:08 | 0.00 | 0 | 0 | 0 | 0 | 0 | 0 | 0 | 0 | 0 | 0 | 0 | 0 | 0 | 0 | 0 | 0 | 0 | 0 | 0 | 0 | 0 | 0
2020-05-03 11:09 | 0.00 | 0 | 0 | 0 | 0 | 0 | 0 | 0 | 0 | 0 | 0 | 0 | 0 | 0 | 0 | 0 | 0 | 0 | 0 | 0 | 0 | 0 | 0
2020-05-03 11:10 | 0.00 | 0 | 0 | 0 | 0 | 0 | 0 | 0 | 0 | 0 | 0 | 0 | 0 | 0 | 0 | 0 | 0 | 0 | 0 | 0 | 0 | 0 | 0
2020-05-03 11:11 | 0.00 | 0 | 0 | 0 | 0 | 0 | 0 | 0 | 0 | 0 | 0 | 0 | 0 | 0 | 0 | 0 | 0 | 0 | 0 | 0 | 0 | 0 | 0
2020-05-03 11:12 | 0.00 | 0 | 0 | 0 | 0 | 0 | 0 | 0 | 0 | 0 | 0 | 0 | 0 | 0 | 0 | 0 | 0 | 0 | 0 | 0 | 0 | 0 | 0
2020-05-03 11:13 | 0.00 | 0 | 0 | 0 | 0 | 0 | 0 | 0 | 0 | 0 | 0 | 0 | 0 | 0 | 0 | 0 | 0 | 0 | 0 | 0 | 0 | 0 | 0
2020-05-03 11:14 | 0.00 | 0 | 0 | 0 | 0 | 0 | 0 | 0 | 0 | 0 | 0 | 0 | 0 | 0 | 0 | 0 | 0 | 0 | 0 | 0 | 0 | 0 | 0
2020-05-03 11:15 | 0.00 | 0 | 0 | 0 | 0 | 0 | 0 | 0 | 0 | 0 | 0 | 0 | 0 | 0 | 0 | 0 | 0 | 0 | 0 | 0 | 0 | 0 | 0
2020-05-03 11:16 | 0.00 | 0 | 0 | 0 | 0 | 0 | 0 | 0 | 0 | 0 | 0 | 0 | 0 | 0 | 0 | 0 | 0 | 0 | 0 | 0 | 0 | 0 | 0
2020-05-03 11:17 | 0.00 | 0 | 0 | 0 | 0 | 0 | 0 | 0 | 0 | 0 | 0 | 0 | 0 | 0 | 0 | 0 | 0 | 0 | 0 | 0 | 0 | 0 | 0
2020-05-03 11:18 | 0.00 | 0 | 0 | 0 | 0 | 0 | 0 | 0 | 0 | 0 | 0 | 0 | 0 | 0 | 0 | 0 | 0 | 0 | 0 | 0 | 0 | 0 | 0
2020-05-03 11:19 | 0.00 | 31.2394 | 30.1139 | 25.0574 | 38.6951 | 25.0192 | 36.9054 | 49.024 | 24.9758 | 28.8421 | 25.1729 | 22.0286 | 25.0013 | 10.4747 | 10.351 | 25.1569 | 26.6028 | 51.1954 | 51.3292 | 51.3292 | 10.351 | 44.0507 | 9.9493
2020-05-03 11:20 | 0.00 | 112.029 | 102.0619 | 93.7331 | 124.2648 | 93.7053 | 127.638 | 145.7219 | 93.6733 | 98.8645 | 93.8161 | 85.648 | 93.6921 | 38.6056 | 37.9351 | 93.8047 | 94.4965 | 158.2625 | 158.295 | 158.295 | 37.9351 | 142.3137 | 34.9393
2020-05-03 11:21 | 0.00 | 178.2631 | 156.7532 | 155.3779 | 181.6492 | 155.3691 | 197.0897 | 199.2359 | 155.3583 | 153.4243 | 155.4005 | 146.7865 | 155.3648 | 85.2747 | 84.6043 | 155.3977 | 154.6921 | 223.3185 | 223.233 | 223.233 | 84.6043 | 208.0783 | 81.6093
2020-05-03 11:22 | 0.00 | 226.1739 | 193.5799 | 201.0162 | 218.3184 | 201.0277 | 246.6967 | 229.0704 | 201.0395 | 190.5984 | 200.9744 | 193.25 | 201.0328 | 128.6921 | 128.3357 | 200.9808 | 198.7854 | 264.6794 | 264.4965 | 264.4965 | 128.3357 | 251.8306 | 126.8936
2020-05-03 11:23 | 0.00 | 252.2134 | 209.4249 | 225.8126 | 232.7346 | 225.8375 | 273.905 | 235.6238 | 225.8642 | 206.9821 | 225.7284 | 219.3225 | 225.8487 | 156.6033 | 156.6318 | 225.7409 | 222.7459 | 282.4487 | 282.2183 | 282.2183 | 156.6318 | 272.5022 | 157.0778
2020-05-03 11:24 | 0.00 | 257.4459 | 205.0037 | 230.1593 | 226.3564 | 230.1867 | 280.2935 | 221.0158 | 230.2162 | 203.1737 | 230.0672 | 225.0626 | 230.1991 | 166.1561 | 166.5652 | 230.0808 | 227.0569 | 279.116 | 278.8948 | 278.8948 | 166.5652 | 272.1071 | 168.8746
2020-05-03 11:25 | 0.00 | 242.3511 | 180.6795 | 214.3854 | 199.6523 | 214.4039 | 266.4695 | 185.8128 | 214.4235 | 179.5185 | 214.3214 | 210.7436 | 214.4122 | 157.0124 | 157.7808 | 214.331 | 211.6393 | 255.3983 | 255.2388 | 255.2388 | 157.7808 | 251.2798 | 161.8502
2020-05-03 11:26 | 0.00 | 205.6583 | 136.4739 | 177.6335 | 152.3003 | 177.6339 | 230.8194 | 130.3592 | 177.6334 | 136.0389 | 177.6268 | 175.5355 | 177.6338 | 129.0116 | 130.0883 | 177.6283 | 176.2458 | 210.0153 | 209.9576 | 209.9576 | 130.0883 | 208.7368 | 135.6695
2020-05-03 11:27 | 0.00 | 148.7632 | 77.4984 | 122.0671 | 88.8149 | 122.0468 | 174.1898 | 62.6056 | 122.0233 | 77.7571 | 122.1259 | 121.544 | 122.0371 | 85.2938 | 86.5405 | 122.118 | 122.2526 | 144.9603 | 145.0123 | 145.0123 | 86.5405 | 146.2664 | 92.9691
2020-05-03 11:28 | 0.00 | 74.3084 | 24.1191 | 54.9229 | 28.3056 | 54.8877 | 94.8302 | 16.0695 | 54.8477 | 24.5038 | 55.0288 | 55.5522 | 54.8712 | 36.145 | 37.074 | 55.0141 | 56.2376 | 65.975 | 66.1059 | 66.1059 | 37.074 | 68.5997 | 41.9907
2020-05-03 11:29 | 0.00 | 8.2333 | 3.5677 | 5.6992 | 3.5677 | 5.6795 | 11.405 | 3.5275 | 5.6572 | 3.5677 | 5.7587 | 5.8362 | 5.6703 | 4.1497 | 4.2264 | 5.7504 | 6.6912 | 6.4628 | 6.5396 | 6.5396 | 4.2264 | 6.9845 | 4.7276
2020-05-03 11:30 | 0.00 | 0 | 0 | 0 | 0 | 0 | 0 | 0 | 0 | 0 | 0 | 0 | 0 | 0 | 0 | 0 | 0 | 0 | 0 | 0 | 0 | 0 | 0
2020-05-03 11:31 | 0.00 | 0 | 0 | 0 | 0 | 0 | 0 | 0 | 0 | 0 | 0 | 0 | 0 | 0 | 0 | 0 | 0 | 0 | 0 | 0 | 0 | 0 | 0
2020-05-03 11:32 | 0.00 | 0 | 0 | 0 | 0 | 0 | 0 | 0 | 0 | 0 | 0 | 0 | 0 | 0 | 0 | 0 | 0 | 0 | 0 | 0 | 0 | 0 | 0
2020-05-03 11:33 | 0.00 | 0 | 0 | 0 | 0 | 0 | 0 | 0 | 0 | 0 | 0 | 0 | 0 | 0 | 0 | 0 | 0 | 0 | 0 | 0 | 0 | 0 | 0
2020-05-03 11:34 | 0.00 | 0 | 0 | 0 | 0 | 0 | 0 | 0 | 0 | 0 | 0 | 0 | 0 | 0 | 0 | 0 | 0 | 0 | 0 | 0 | 0 | 0 | 0
2020-05-03 11:35 | 0.00 | 0 | 0 | 0 | 0 | 0 | 0 | 0 | 0 | 0 | 0 | 0 | 0 | 0 | 0 | 0 | 0 | 0 | 0 | 0 | 0 | 0 | 0
2020-05-03 11:36 | 0.00 | 0 | 0 | 0 | 0 | 0 | 0 | 0 | 0 | 0 | 0 | 0 | 0 | 0 | 0 | 0 | 0 | 0 | 0 | 0 | 0 | 0 | 0
2020-05-03 11:37 | 0.00 | 0 | 0 | 0 | 0 | 0 | 0 | 0 | 0 | 0 | 0 | 0 | 0 | 0 | 0 | 0 | 0 | 0 | 0 | 0 | 0 | 0 | 0
2020-05-03 11:38 | 0.00 | 0 | 0 | 0 | 0 | 0 | 0 | 0 | 0 | 0 | 0 | 0 | 0 | 0 | 0 | 0 | 0 | 0 | 0 | 0 | 0 | 0 | 0
2020-05-03 11:39 | 0.00 | 0 | 0 | 0 | 0 | 0 | 0 | 0 | 0 | 0 | 0 | 0 | 0 | 0 | 0 | 0 | 0 | 0 | 0 | 0 | 0 | 0 | 0
2020-05-03 11:40 | 0.00 | 0 | 0 | 0 | 0 | 0 | 0 | 0 | 0 | 0 | 0 | 0 | 0 | 0 | 0 | 0 | 0 | 0 | 0 | 0 | 0 | 0 | 0
2020-05-03 11:41 | 0.00 | 0 | 0 | 0 | 0 | 0 | 0 | 0 | 0 | 0 | 0 | 0 | 0 | 0 | 0 | 0 | 0 | 0 | 0 | 0 | 0 | 0 | 0
2020-05-03 11:42 | 0.00 | 0 | 0 | 0 | 0 | 0 | 0 | 0 | 0 | 0 | 0 | 0 | 0 | 0 | 0 | 0 | 0 | 0 | 0 | 0 | 0 | 0 | 0
2020-05-03 11:43 | 0.00 | 32.7169 | 31.4037 | 25.601 | 41.2623 | 25.5629 | 39.2996 | 53.162 | 25.5196 | 29.9448 | 25.7164 | 22.1514 | 25.545 | 9.3016 | 9.1758 | 25.7004 | 27.1429 | 55.7668 | 55.8973 | 55.8973 | 9.1758 | 47.5105 | 8.7806
2020-05-03 11:44 | 0.00 | 113.1712 | 102.7113 | 94.086 | 125.8046 | 94.0582 | 129.5015 | 148.0906 | 94.0263 | 99.3863 | 94.1687 | 85.6792 | 94.0451 | 36.8857 | 36.1973 | 94.1574 | 94.8434 | 161.2627 | 161.2908 | 161.2908 | 36.1973 | 144.6773 | 33.1261
2020-05-03 11:45 | 0.00 | 178.7637 | 156.8072 | 155.4611 | 182.1089 | 155.4523 | 197.9656 | 199.9514 | 155.4416 | 153.425 | 155.4835 | 146.7309 | 155.448 | 84.1919 | 83.5129 | 155.4807 | 154.7716 | 224.5275 | 224.4393 | 224.4393 | 83.5129 | 209.0467 | 80.481
2020-05-03 11:46 | 0.00 | 227.8449 | 194.5082 | 202.1241 | 219.7628 | 202.1362 | 248.8876 | 230.7481 | 202.1486 | 191.4679 | 202.0805 | 194.2035 | 202.1415 | 128.4642 | 128.1034 | 202.0872 | 199.8498 | 267.2671 | 267.0774 | 267.0774 | 128.1034 | 254.0938 | 126.6451
2020-05-03 11:47 | 0.00 | 254.0499 | 210.3575 | 227.065 | 234.1383 | 227.0906 | 276.2952 | 237.1141 | 227.1181 | 207.8676 | 226.9785 | 220.4445 | 227.1021 | 156.6401 | 156.6694 | 226.9913 | 223.9854 | 285.0616 | 284.824 | 284.824 | 156.6694 | 274.8411 | 157.1244
2020-05-03 11:48 | 0.00 | 260.2676 | 206.512 | 232.2422 | 228.3937 | 232.2709 | 283.8161 | 222.9805 | 232.3017 | 204.6367 | 232.1462 | 227.0136 | 232.2838 | 166.7928 | 167.2097 | 232.1604 | 229.1361 | 282.6623 | 282.4313 | 282.4313 | 167.2097 | 275.4023 | 169.5635
2020-05-03 11:49 | 0.00 | 244.3852 | 181.5007 | 215.7989 | 200.8643 | 215.8183 | 269.1089 | 186.8541 | 215.8387 | 180.3123 | 215.7325 | 212.0712 | 215.8269 | 157.3214 | 158.1009 | 215.7424 | 213.0079 | 257.8748 | 257.7091 | 257.7091 | 158.1009 | 253.6013 | 162.2307
2020-05-03 11:50 | 0.00 | 206.8488 | 136.6096 | 178.3273 | 152.7208 | 178.3281 | 232.5021 | 130.5706 | 178.3279 | 136.1596 | 178.3197 | 176.1773 | 178.3281 | 128.8946 | 129.984 | 178.3212 | 176.9155 | 211.4658 | 211.4051 | 211.4051 | 129.984 | 210.0909 | 135.6328
2020-05-03 11:51 | 0.00 | 149.1471 | 77.2644 | 122.1354 | 88.734 | 122.1152 | 174.915 | 62.4512 | 122.0917 | 77.514 | 122.1942 | 121.5824 | 122.1055 | 84.915 | 86.1679 | 122.1863 | 122.319 | 145.5113 | 145.5624 | 145.5624 | 86.1679 | 146.7507 | 92.6312
2020-05-03 11:52 | 0.00 | 73.9479 | 24.1266 | 54.626 | 28.304 | 54.5909 | 94.4291 | 16.2387 | 54.5508 | 24.5003 | 54.7321 | 55.2301 | 54.5743 | 35.8733 | 36.7907 | 54.7174 | 55.9441 | 65.8098 | 65.9408 | 65.9408 | 36.7907 | 68.3634 | 41.6508
2020-05-03 11:53 | 0.00 | 7.9233 | 4.0099 | 5.8217 | 4.0099 | 5.8021 | 10.5865 | 3.9641 | 5.7798 | 4.0099 | 5.8813 | 5.9247 | 5.7929 | 4.4848 | 4.5466 | 5.873 | 6.753 | 6.4366 | 6.5134 | 6.5134 | 4.5466 | 6.8768 | 4.9515
2020-05-03 11:54 | 0.00 | 0 | 0 | 0 | 0 | 0 | 0 | 0 | 0 | 0 | 0 | 0 | 0 | 0 | 0 | 0 | 0 | 0 | 0 | 0 | 0 | 0 | 0
2020-05-03 11:55 | 0.00 | 0 | 0 | 0 | 0 | 0 | 0 | 0 | 0 | 0 | 0 | 0 | 0 | 0 | 0 | 0 | 0 | 0 | 0 | 0 | 0 | 0 | 0
2020-05-03 11:56 | 0.00 | 0 | 0 | 0 | 0 | 0 | 0 | 0 | 0 | 0 | 0 | 0 | 0 | 0 | 0 | 0 | 0 | 0 | 0 | 0 | 0 | 0 | 0
2020-05-03 11:57 | 0.00 | 0 | 0 | 0 | 0 | 0 | 0 | 0 | 0 | 0 | 0 | 0 | 0 | 0 | 0 | 0 | 0 | 0 | 0 | 0 | 0 | 0 | 0
2020-05-03 11:58 | 0.00 | 0 | 0 | 0 | 0 | 0 | 0 | 0 | 0 | 0 | 0 | 0 | 0 | 0 | 0 | 0 | 0 | 0 | 0 | 0 | 0 | 0 | 0
2020-05-03 11:59 | 0.00 | 0 | 0 | 0 | 0 | 0 | 0 | 0 | 0 | 0 | 0 | 0 | 0 | 0 | 0 | 0 | 0 | 0 | 0 | 0 | 0 | 0 | 0
2020-05-03 12:00 | 0.00 | 0 | 0 | 0 | 0 | 0 | 0 | 0 | 0 | 0 | 0 | 0 | 0 | 0 | 0 | 0 | 0 | 0 | 0 | 0 | 0 | 0 | 0
2020-05-03 12:01 | 0.00 | 0 | 0 | 0 | 0 | 0 | 0 | 0 | 0 | 0 | 0 | 0 | 0 | 0 | 0 | 0 | 0 | 0 | 0 | 0 | 0 | 0 | 0
2020-05-03 12:02 | 0.00 | 0 | 0 | 0 | 0 | 0 | 0 | 0 | 0 | 0 | 0 | 0 | 0 | 0 | 0 | 0 | 0 | 0 | 0 | 0 | 0 | 0 | 0
2020-05-03 12:03 | 0.00 | 0 | 0 | 0 | 0 | 0 | 0 | 0 | 0 | 0 | 0 | 0 | 0 | 0 | 0 | 0 | 0 | 0 | 0 | 0 | 0 | 0 | 0
2020-05-03 12:04 | 0.00 | 0 | 0 | 0 | 0 | 0 | 0 | 0 | 0 | 0 | 0 | 0 | 0 | 0 | 0 | 0 | 0 | 0 | 0 | 0 | 0 | 0 | 0
2020-05-03 12:05 | 0.00 | 0 | 0 | 0 | 0 | 0 | 0 | 0 | 0 | 0 | 0 | 0 | 0 | 0 | 0 | 0 | 0 | 0 | 0 | 0 | 0 | 0 | 0
2020-05-03 12:06 | 0.00 | 0 | 0 | 0 | 0 | 0 | 0 | 0 | 0 | 0 | 0 | 0 | 0 | 0 | 0 | 0 | 0 | 0 | 0 | 0 | 0 | 0 | 0
2020-05-03 12:07 | 0.00 | 31.8674 | 30.5177 | 25.0204 | 39.9705 | 24.9823 | 38.2046 | 51.3333 | 24.9388 | 29.1218 | 25.136 | 21.7137 | 24.9644 | 9.387 | 9.2654 | 25.1199 | 26.5659 | 53.9256 | 54.0572 | 54.0572 | 9.2654 | 46.0207 | 8.8937
2020-05-03 12:08 | 0.00 | 113.5633 | 102.8098 | 94.1005 | 126.3103 | 94.0727 | 130.255 | 148.956 | 94.0408 | 99.4295 | 94.1832 | 85.5558 | 94.0596 | 36.0556 | 35.3635 | 94.1718 | 94.8576 | 162.5081 | 162.5343 | 162.5343 | 35.3635 | 145.6228 | 32.279
2020-05-03 12:09 | 0.00 | 180.2569 | 157.7705 | 156.4423 | 183.5923 | 156.4339 | 199.9269 | 201.7967 | 156.4236 | 154.3221 | 156.4635 | 147.5431 | 156.4297 | 83.8553 | 83.1673 | 156.4609 | 155.7239 | 227.0224 | 226.9288 | 226.9288 | 83.1673 | 211.1883 | 80.0961
2020-05-03 12:10 | 0.00 | 228.6841 | 194.9937 | 202.702 | 220.4957 | 202.7144 | 249.9426 | 231.5879 | 202.7272 | 191.9217 | 202.6575 | 194.7028 | 202.7198 | 128.1907 | 127.8263 | 202.6643 | 200.4053 | 268.4255 | 268.2328 | 268.2328 | 127.8263 | 255.148 | 126.3547
2020-05-03 12:11 | 0.00 | 254.507 | 210.6421 | 227.4165 | 234.5561 | 227.4424 | 276.8094 | 237.5939 | 227.4701 | 208.1339 | 227.3294 | 220.7593 | 227.454 | 156.4319 | 156.4609 | 227.3424 | 224.3308 | 285.5975 | 285.3583 | 285.3583 | 156.4609 | 275.3523 | 156.9184
2020-05-03 12:12 | 0.00 | 258.8749 | 205.4119 | 231.0092 | 227.2283 | 231.0372 | 282.2561 | 221.8964 | 231.0672 | 203.5387 | 230.9155 | 225.7986 | 231.0498 | 165.712 | 166.1275 | 230.9294 | 227.9051 | 281.1646 | 280.9378 | 280.9378 | 166.1275 | 273.9319 | 168.4754
2020-05-03 12:13 | 0.00 | 233.1518 | 174.9132 | 206.6663 | 192.8872 | 206.6809 | 256.0065 | 179.9223 | 206.6962 | 173.8057 | 206.6145 | 203.1892 | 206.6874 | 152.3154 | 153.0322 | 206.6223 | 204.2351 | 245.6095 | 245.472 | 245.472 | 153.0322 | 241.6762 | 156.8357
2020-05-03 12:14 | 0.00 | 207.1072 | 136.4459 | 178.3871 | 152.7203 | 178.3879 | 232.934 | 130.517 | 178.3878 | 135.9842 | 178.3794 | 176.2061 | 178.388 | 128.5336 | 129.6287 | 178.381 | 176.9739 | 211.9132 | 211.8516 | 211.8516 | 129.6287 | 210.4639 | 135.3081
2020-05-03 12:15 | 0.00 | 149.6255 | 76.896 | 122.2586 | 88.5681 | 122.2384 | 175.7228 | 62.0638 | 122.2149 | 77.1394 | 122.3172 | 121.6777 | 122.2287 | 84.4823 | 85.7483 | 122.3093 | 122.4391 | 146.1535 | 146.2038 | 146.2038 | 85.7483 | 147.3252 | 92.2795
2020-05-03 12:16 | 0.00 | 46.4429 | 29.1395 | 40.0203 | 30.9666 | 39.9835 | 52.8111 | 25.3683 | 39.9416 | 29.2745 | 40.1315 | 40.0778 | 39.9662 | 32.6273 | 32.911 | 40.1161 | 41.4632 | 43.5324 | 43.6741 | 43.6741 | 32.911 | 44.5191 | 34.4489
2020-05-03 12:17 | 0.00 | 6.0901 | 4.3204 | 5.0689 | 4.3204 | 5.0492 | 7.3862 | 4.2662 | 5.0268 | 4.3204 | 5.1285 | 5.0984 | 5.04 | 4.4128 | 4.4266 | 5.1202 | 5.9678 | 5.2177 | 5.2948 | 5.2948 | 4.4266 | 5.4769 | 4.5701
2020-05-03 12:18 | 0.00 | 0 | 0 | 0 | 0 | 0 | 0 | 0 | 0 | 0 | 0 | 0 | 0 | 0 | 0 | 0 | 0 | 0 | 0 | 0 | 0 | 0 | 0
2020-05-03 12:19 | 0.00 | 0 | 0 | 0 | 0 | 0 | 0 | 0 | 0 | 0 | 0 | 0 | 0 | 0 | 0 | 0 | 0 | 0 | 0 | 0 | 0 | 0 | 0
2020-05-03 12:20 | 0.00 | 0 | 0 | 0 | 0 | 0 | 0 | 0 | 0 | 0 | 0 | 0 | 0 | 0 | 0 | 0 | 0 | 0 | 0 | 0 | 0 | 0 | 0
2020-05-03 12:21 | 0.00 | 0 | 0 | 0 | 0 | 0 | 0 | 0 | 0 | 0 | 0 | 0 | 0 | 0 | 0 | 0 | 0 | 0 | 0 | 0 | 0 | 0 | 0
2020-05-03 12:22 | 0.00 | 0 | 0 | 0 | 0 | 0 | 0 | 0 | 0 | 0 | 0 | 0 | 0 | 0 | 0 | 0 | 0 | 0 | 0 | 0 | 0 | 0 | 0
2020-05-03 12:23 | 0.00 | 0 | 0 | 0 | 0 | 0 | 0 | 0 | 0 | 0 | 0 | 0 | 0 | 0 | 0 | 0 | 0 | 0 | 0 | 0 | 0 | 0 | 0
2020-05-03 12:24 | 0.00 | 0 | 0 | 0 | 0 | 0 | 0 | 0 | 0 | 0 | 0 | 0 | 0 | 0 | 0 | 0 | 0 | 0 | 0 | 0 | 0 | 0 | 0
2020-05-03 12:25 | 0.00 | 0 | 0 | 0 | 0 | 0 | 0 | 0 | 0 | 0 | 0 | 0 | 0 | 0 | 0 | 0 | 0 | 0 | 0 | 0 | 0 | 0 | 0
2020-05-03 12:26 | 0.00 | 0 | 0 | 0 | 0 | 0 | 0 | 0 | 0 | 0 | 0 | 0 | 0 | 0 | 0 | 0 | 0 | 0 | 0 | 0 | 0 | 0 | 0
2020-05-03 12:27 | 0.00 | 0 | 0 | 0 | 0 | 0 | 0 | 0 | 0 | 0 | 0 | 0 | 0 | 0 | 0 | 0 | 0 | 0 | 0 | 0 | 0 | 0 | 0
2020-05-03 12:28 | 0.00 | 0 | 0 | 0 | 0 | 0 | 0 | 0 | 0 | 0 | 0 | 0 | 0 | 0 | 0 | 0 | 0 | 0 | 0 | 0 | 0 | 0 | 0
2020-05-03 12:29 | 0.00 | 0 | 0 | 0 | 0 | 0 | 0 | 0 | 0 | 0 | 0 | 0 | 0 | 0 | 0 | 0 | 0 | 0 | 0 | 0 | 0 | 0 | 0
2020-05-03 12:30 | 0.00 | 0 | 0 | 0 | 0 | 0 | 0 | 0 | 0 | 0 | 0 | 0 | 0 | 0 | 0 | 0 | 0 | 0 | 0 | 0 | 0 | 0 | 0
2020-05-03 12:31 | 0.00 | 33.408 | 31.821 | 25.5064 | 42.6984 | 25.4683 | 40.7777 | 55.7831 | 25.4249 | 30.2163 | 25.6219 | 21.7282 | 25.4504 | 7.9475 | 7.8292 | 25.6058 | 27.0495 | 58.8841 | 59.0118 | 59.0118 | 7.8292 | 49.7591 | 7.4573
2020-05-03 12:32 | 0.00 | 111.9829 | 101.2419 | 92.553 | 124.6967 | 92.5248 | 128.6973 | 147.3335 | 92.4925 | 97.8713 | 92.6369 | 84.0404 | 92.5115 | 35.0824 | 34.4057 | 92.6254 | 93.3386 | 160.9326 | 160.9613 | 160.9613 | 34.4057 | 144.0296 | 31.3986
2020-05-03 12:33 | 0.00 | 182.3979 | 159.2274 | 157.8274 | 185.8537 | 157.8194 | 202.7632 | 204.694 | 157.8096 | 155.6741 | 157.8471 | 148.6618 | 157.8155 | 83.3129 | 82.6088 | 157.8448 | 157.0741 | 230.8145 | 230.7131 | 230.7131 | 82.6088 | 214.3945 | 79.4664
2020-05-03 12:34 | 0.00 | 228.3373 | 194.2876 | 202.084 | 220.0132 | 202.0961 | 249.8972 | 231.2155 | 202.1085 | 191.1946 | 202.0404 | 194.0247 | 202.1013 | 127.2576 | 126.8938 | 202.0471 | 199.8113 | 268.6233 | 268.4301 | 268.4301 | 126.8938 | 255.1359 | 125.4265
2020-05-03 12:35 | 0.00 | 257.4855 | 212.2905 | 229.5384 | 236.8765 | 229.5655 | 280.614 | 240.0143 | 229.5946 | 209.7176 | 229.4474 | 222.6966 | 229.5777 | 156.9104 | 156.9414 | 229.4608 | 226.4483 | 289.7363 | 289.4853 | 289.4853 | 156.9414 | 279.081 | 157.4141
2020-05-03 12:36 | 0.00 | 264.6544 | 208.9486 | 235.5376 | 231.6622 | 235.5683 | 289.2069 | 226.1827 | 235.6013 | 206.999 | 235.4353 | 230.1046 | 235.5821 | 167.7554 | 168.1849 | 235.4504 | 232.4279 | 288.1394 | 287.8929 | 287.8929 | 168.1849 | 280.4989 | 170.611
2020-05-03 12:37 | 0.00 | 249.5019 | 184.0231 | 219.6352 | 204.2489 | 219.6566 | 275.4219 | 189.8425 | 219.6795 | 182.7745 | 219.562 | 215.7285 | 219.6662 | 158.6992 | 159.5067 | 219.5729 | 216.7352 | 263.8845 | 263.7035 | 263.7035 | 159.5067 | 259.2977 | 163.7863
2020-05-03 12:38 | 0.00 | 208.4375 | 136.9305 | 179.2356 | 153.4114 | 179.2368 | 234.8122 | 131.1418 | 179.2371 | 136.454 | 179.2264 | 177.0016 | 179.237 | 128.7381 | 129.8373 | 179.2282 | 177.7894 | 213.5024 | 213.4372 | 213.4372 | 129.8373 | 211.9636 | 135.5417
2020-05-03 12:39 | 0.00 | 152.7756 | 77.413 | 124.2858 | 89.548 | 124.2662 | 180.0417 | 62.3119 | 124.2435 | 77.6523 | 124.3423 | 123.6581 | 124.2569 | 85.0352 | 86.3409 | 124.3347 | 124.4153 | 149.4134 | 149.4588 | 149.4588 | 86.3409 | 150.5362 | 93.0797
2020-05-03 12:40 | 0.00 | 76.9371 | 21.7101 | 55.21 | 26.2651 | 55.1749 | 100.1261 | 13.5817 | 55.1349 | 22.0999 | 55.3157 | 55.8694 | 55.1584 | 34.3575 | 35.3695 | 55.3011 | 56.521 | 68.2038 | 68.3333 | 68.3333 | 35.3695 | 70.9024 | 40.7433
2020-05-03 12:41 | 0.00 | 8.4043 | 3.1085 | 5.4563 | 3.1085 | 5.4366 | 12.1344 | 3.0768 | 5.4143 | 3.1085 | 5.5159 | 5.6101 | 5.4274 | 3.6915 | 3.7771 | 5.5076 | 6.3702 | 6.487 | 6.5638 | 6.5638 | 3.7771 | 7.0426 | 4.3367
2020-05-03 12:42 | 0.00 | 0 | 0 | 0 | 0 | 0 | 0 | 0 | 0 | 0 | 0 | 0 | 0 | 0 | 0 | 0 | 0 | 0 | 0 | 0 | 0 | 0 | 0
2020-05-03 12:43 | 0.00 | 0 | 0 | 0 | 0 | 0 | 0 | 0 | 0 | 0 | 0 | 0 | 0 | 0 | 0 | 0 | 0 | 0 | 0 | 0 | 0 | 0 | 0
2020-05-03 12:44 | 0.00 | 0 | 0 | 0 | 0 | 0 | 0 | 0 | 0 | 0 | 0 | 0 | 0 | 0 | 0 | 0 | 0 | 0 | 0 | 0 | 0 | 0 | 0
2020-05-03 12:45 | 0.00 | 0 | 0 | 0 | 0 | 0 | 0 | 0 | 0 | 0 | 0 | 0 | 0 | 0 | 0 | 0 | 0 | 0 | 0 | 0 | 0 | 0 | 0
2020-05-03 12:46 | 0.00 | 0 | 0 | 0 | 0 | 0 | 0 | 0 | 0 | 0 | 0 | 0 | 0 | 0 | 0 | 0 | 0 | 0 | 0 | 0 | 0 | 0 | 0
2020-05-03 12:47 | 0.00 | 0 | 0 | 0 | 0 | 0 | 0 | 0 | 0 | 0 | 0 | 0 | 0 | 0 | 0 | 0 | 0 | 0 | 0 | 0 | 0 | 0 | 0
2020-05-03 12:48 | 0.00 | 0 | 0 | 0 | 0 | 0 | 0 | 0 | 0 | 0 | 0 | 0 | 0 | 0 | 0 | 0 | 0 | 0 | 0 | 0 | 0 | 0 | 0
2020-05-03 12:49 | 0.00 | 0 | 0 | 0 | 0 | 0 | 0 | 0 | 0 | 0 | 0 | 0 | 0 | 0 | 0 | 0 | 0 | 0 | 0 | 0 | 0 | 0 | 0
2020-05-03 12:50 | 0.00 | 0 | 0 | 0 | 0 | 0 | 0 | 0 | 0 | 0 | 0 | 0 | 0 | 0 | 0 | 0 | 0 | 0 | 0 | 0 | 0 | 0 | 0
2020-05-03 12:51 | 0.00 | 0 | 0 | 0 | 0 | 0 | 0 | 0 | 0 | 0 | 0 | 0 | 0 | 0 | 0 | 0 | 0 | 0 | 0 | 0 | 0 | 0 | 0
2020-05-03 12:52 | 0.00 | 0 | 0 | 0 | 0 | 0 | 0 | 0 | 0 | 0 | 0 | 0 | 0 | 0 | 0 | 0 | 0 | 0 | 0 | 0 | 0 | 0 | 0
2020-05-03 12:53 | 0.00 | 0 | 0 | 0 | 0 | 0 | 0 | 0 | 0 | 0 | 0 | 0 | 0 | 0 | 0 | 0 | 0 | 0 | 0 | 0 | 0 | 0 | 0
2020-05-03 12:54 | 0.00 | 0 | 0 | 0 | 0 | 0 | 0 | 0 | 0 | 0 | 0 | 0 | 0 | 0 | 0 | 0 | 0.03574 | 0 | 0 | 0 | 0 | 0 | 0
2020-05-03 12:55 | 0.00 | 24.2386 | 23.4781 | 20.6724 | 28.4971 | 20.6337 | 27.4906 | 34.5 | 20.5898 | 22.7432 | 20.7895 | 18.9229 | 20.6156 | 12.5715 | 12.4856 | 20.7732 | 22.255 | 35.7223 | 35.8666 | 35.8666 | 12.4856 | 31.5769 | 12.1745
2020-05-03 12:56 | 0.00 | 103.0303 | 93.7142 | 86.8047 | 113.24 | 86.7755 | 116.8725 | 131.786 | 86.7421 | 90.9176 | 86.8919 | 79.7191 | 86.7618 | 38.5039 | 37.9338 | 86.8799 | 87.6686 | 143.3234 | 143.3708 | 143.3708 | 37.9338 | 129.436 | 35.4059
2020-05-03 12:57 | 0.00 | 169.2111 | 148.7591 | 147.5601 | 172.2517 | 147.5484 | 187.092 | 188.8125 | 147.5343 | 145.6251 | 147.5921 | 139.4653 | 147.5427 | 81.785 | 81.161 | 147.588 | 147.0989 | 211.7714 | 211.7086 | 211.7086 | 81.161 | 197.3512 | 78.381
2020-05-03 12:58 | 0.00 | 198.183 | 171.5283 | 177.6624 | 191.7092 | 177.6629 | 214.89 | 200.3863 | 177.6623 | 169.1037 | 177.6558 | 171.3188 | 177.6628 | 118.9416 | 118.6485 | 177.6573 | 176.2765 | 229.5294 | 229.4297 | 229.4297 | 118.6485 | 219.0678 | 117.4684
2020-05-03 12:59 | 0.00 | 246.3348 | 203.8886 | 220.1385 | 226.978 | 220.1603 | 267.9408 | 229.8805 | 220.1834 | 201.4706 | 220.0643 | 213.7106 | 220.17 | 151.713 | 151.7413 | 220.0754 | 217.2395 | 276.3756 | 276.1616 | 276.1616 | 151.7413 | 266.4624 | 152.1876
2020-05-03 13:00 | 0.00 | 186.7256 | 158.8522 | 172.3902 | 170.0473 | 172.3889 | 198.3397 | 166.6445 | 172.3865 | 157.9028 | 172.3888 | 169.6635 | 172.3881 | 138.3026 | 138.501 | 172.3895 | 171.1295 | 197.1336 | 197.0957 | 197.0957 | 138.501 | 193.938 | 139.6498
2020-05-03 13:01 | 0.00 | 160.4756 | 132.5575 | 148.2812 | 140.6713 | 148.271 | 170.4999 | 133.365 | 148.2585 | 132.1043 | 148.3084 | 146.7386 | 148.2659 | 122.8199 | 123.1623 | 148.305 | 147.7066 | 164.243 | 164.2567 | 164.2567 | 123.1623 | 163.2845 | 124.9985
2020-05-03 13:02 | 0.00 | 194.9409 | 130.9788 | 168.8939 | 145.7554 | 168.8907 | 218.3373 | 125.7278 | 168.8861 | 130.5513 | 168.8987 | 166.8853 | 168.8889 | 123.5582 | 124.5407 | 168.8985 | 167.7825 | 199.3066 | 199.2688 | 199.2688 | 124.5407 | 198.0003 | 129.6448
2020-05-03 13:03 | 0.00 | 138.082 | 74.5765 | 114.0674 | 84.9069 | 114.045 | 160.9614 | 61.9278 | 114.0192 | 74.7645 | 114.1328 | 113.4905 | 114.0344 | 80.6169 | 81.708 | 114.1239 | 114.4095 | 135.224 | 135.2868 | 135.2868 | 81.708 | 136.199 | 87.3506
2020-05-03 13:04 | 0.00 | 70.1311 | 25.3239 | 52.6134 | 29.1724 | 52.5779 | 88.7138 | 18.3653 | 52.5375 | 25.6428 | 52.7204 | 53.0917 | 52.5612 | 35.3915 | 36.2012 | 52.7056 | 53.954 | 63.0943 | 63.2272 | 63.2272 | 36.2012 | 65.2902 | 40.5067
2020-05-03 13:05 | 0.00 | 7.9873 | 3.7163 | 5.629 | 3.7163 | 5.6094 | 10.9445 | 3.6754 | 5.587 | 3.7163 | 5.6886 | 5.7409 | 5.6001 | 4.1627 | 4.2288 | 5.6803 | 6.578 | 6.4199 | 6.4968 | 6.4968 | 4.2288 | 6.877 | 4.6654
2020-05-03 13:06 | 0.00 | 0 | 0 | 0 | 0 | 0 | 0 | 0 | 0 | 0 | 0 | 0 | 0 | 0 | 0 | 0 | 0 | 0 | 0 | 0 | 0 | 0 | 0
2020-05-03 13:07 | 0.00 | 0 | 0 | 0 | 0 | 0 | 0 | 0 | 0 | 0 | 0 | 0 | 0 | 0 | 0 | 0 | 0 | 0 | 0 | 0 | 0 | 0 | 0
2020-05-03 13:08 | 0.00 | 0 | 0 | 0 | 0 | 0 | 0 | 0 | 0 | 0 | 0 | 0 | 0 | 0 | 0 | 0 | 0 | 0 | 0 | 0 | 0 | 0 | 0
2020-05-03 13:09 | 0.00 | 0 | 0 | 0 | 0 | 0 | 0 | 0 | 0 | 0 | 0 | 0 | 0 | 0 | 0 | 0 | 0 | 0 | 0 | 0 | 0 | 0 | 0
2020-05-03 13:10 | 0.00 | 0 | 0 | 0 | 0 | 0 | 0 | 0 | 0 | 0 | 0 | 0 | 0 | 0 | 0 | 0 | 0 | 0 | 0 | 0 | 0 | 0 | 0
2020-05-03 13:11 | 0.00 | 0 | 0 | 0 | 0 | 0 | 0 | 0 | 0 | 0 | 0 | 0 | 0 | 0 | 0 | 0 | 0 | 0 | 0 | 0 | 0 | 0 | 0
2020-05-03 13:12 | 0.00 | 0 | 0 | 0 | 0 | 0 | 0 | 0 | 0 | 0 | 0 | 0 | 0 | 0 | 0 | 0 | 0 | 0 | 0 | 0 | 0 | 0 | 0
2020-05-03 13:13 | 0.00 | 0 | 0 | 0 | 0 | 0 | 0 | 0 | 0 | 0 | 0 | 0 | 0 | 0 | 0 | 0 | 0 | 0 | 0 | 0 | 0 | 0 | 0
2020-05-03 13:14 | 0.00 | 0 | 0 | 0 | 0 | 0 | 0 | 0 | 0 | 0 | 0 | 0 | 0 | 0 | 0 | 0 | 0 | 0 | 0 | 0 | 0 | 0 | 0
2020-05-03 13:15 | 0.00 | 0 | 0 | 0 | 0 | 0 | 0 | 0 | 0 | 0 | 0 | 0 | 0 | 0 | 0 | 0 | 0 | 0 | 0 | 0 | 0 | 0 | 0
2020-05-03 13:16 | 0.00 | 0 | 0 | 0 | 0 | 0 | 0 | 0 | 0 | 0 | 0 | 0 | 0 | 0 | 0 | 0 | 0 | 0 | 0 | 0 | 0 | 0 | 0
2020-05-03 13:17 | 0.00 | 0 | 0 | 0 | 0 | 0 | 0 | 0 | 0 | 0 | 0 | 0 | 0 | 0 | 0 | 0 | 0 | 0 | 0 | 0 | 0 | 0 | 0
2020-05-03 13:18 | 0.00 | 0 | 0 | 0 | 0 | 0 | 0 | 0 | 0 | 0 | 0 | 0 | 0 | 0 | 0 | 0 | 0 | 0 | 0 | 0 | 0 | 0 | 0
2020-05-03 13:19 | 0.00 | 26.7224 | 25.4843 | 21.3875 | 32.773 | 21.3557 | 31.6476 | 41.4095 | 21.3195 | 24.4134 | 21.4839 | 18.8335 | 21.3408 | 9.2068 | 9.129 | 21.4705 | 22.7844 | 43.6071 | 43.719 | 43.719 | 9.129 | 37.5576 | 8.843
2020-05-03 13:20 | 0.00 | 107.8083 | 97.4223 | 89.6494 | 119.2419 | 89.6206 | 123.4283 | 140.1011 | 89.5876 | 94.2995 | 89.7352 | 81.7527 | 89.607 | 36.0358 | 35.4065 | 89.7234 | 90.4814 | 153.1481 | 153.1876 | 153.1876 | 35.4065 | 137.477 | 32.6109
2020-05-03 13:21 | 0.00 | 175.7265 | 153.3814 | 152.2199 | 178.779 | 152.2099 | 195.1991 | 196.6009 | 152.1977 | 149.9947 | 152.2463 | 143.4751 | 152.205 | 80.8905 | 80.2201 | 152.243 | 151.6268 | 221.6516 | 221.5697 | 221.5697 | 80.2201 | 206.093 | 77.2335
2020-05-03 13:22 | 0.00 | 204.1108 | 174.7962 | 181.455 | 197.0313 | 181.4578 | 222.6825 | 206.7389 | 181.46 | 172.1212 | 181.4407 | 174.465 | 181.4588 | 116.8674 | 116.5439 | 181.4432 | 179.884 | 238.9052 | 238.7778 | 238.7778 | 116.5439 | 227.2591 | 115.2388
2020-05-03 13:23 | 0.00 | 250.4488 | 206.4153 | 223.199 | 230.3739 | 223.2224 | 273.0364 | 233.4668 | 223.2474 | 203.9078 | 223.1195 | 216.5246 | 223.2329 | 152.4894 | 152.5168 | 223.1314 | 220.1773 | 281.9266 | 281.6976 | 281.6976 | 152.5168 | 271.5129 | 152.9669
2020-05-03 13:24 | 0.00 | 256.153 | 202.2777 | 227.9505 | 224.2552 | 227.9766 | 279.9821 | 219.0081 | 228.0046 | 200.3902 | 227.8624 | 222.6798 | 227.9884 | 162.4479 | 162.8582 | 227.8755 | 224.8533 | 278.9694 | 278.7487 | 278.7487 | 162.8582 | 271.5322 | 165.1826
2020-05-03 13:25 | 0.00 | 242.7662 | 179.1514 | 213.6769 | 198.8792 | 213.6951 | 268.0376 | 185.0169 | 213.7142 | 177.9256 | 213.6141 | 209.8448 | 213.7031 | 154.3081 | 155.0861 | 213.6236 | 210.9531 | 256.9505 | 256.7871 | 256.7871 | 155.0861 | 252.4097 | 159.2153
2020-05-03 13:26 | 0.00 | 201.9857 | 133.0894 | 173.7979 | 149.0825 | 173.7967 | 227.4229 | 127.7505 | 173.7943 | 132.6144 | 173.7966 | 171.6048 | 173.7958 | 124.8903 | 125.9444 | 173.7972 | 172.5381 | 207.0968 | 207.0448 | 207.0448 | 125.9444 | 205.5226 | 131.42
2020-05-03 13:27 | 0.00 | 127.416 | 69.3075 | 105.3709 | 78.7658 | 105.3466 | 148.4526 | 57.892 | 105.3185 | 69.4725 | 105.4427 | 104.8203 | 105.335 | 74.6808 | 75.6706 | 105.4329 | 105.8663 | 124.8408 | 124.9142 | 124.9142 | 75.6706 | 125.715 | 80.7998
2020-05-03 13:28 | 0.00 | 70.6836 | 24.5771 | 52.605 | 28.5435 | 52.5695 | 89.8693 | 17.5379 | 52.5291 | 24.8998 | 52.7121 | 53.0877 | 52.5529 | 34.8426 | 35.6743 | 52.6972 | 53.9465 | 63.5861 | 63.7187 | 63.7187 | 35.6743 | 65.7872 | 40.0985
2020-05-03 13:29 | 0.00 | 7.7619 | 3.7696 | 5.5479 | 3.7696 | 5.5283 | 10.5415 | 3.7258 | 5.5059 | 3.7696 | 5.6075 | 5.6479 | 5.5191 | 4.17 | 4.2267 | 5.5992 | 6.4312 | 6.2871 | 6.3639 | 6.3639 | 4.2267 | 6.717 | 4.6207
2020-05-03 13:30 | 0.00 | 0 | 0 | 0 | 0 | 0 | 0 | 0 | 0 | 0 | 0 | 0 | 0 | 0 | 0 | 0 | 0 | 0 | 0 | 0 | 0 | 0 | 0
2020-05-03 13:31 | 0.00 | 0 | 0 | 0 | 0 | 0 | 0 | 0 | 0 | 0 | 0 | 0 | 0 | 0 | 0 | 0 | 0 | 0 | 0 | 0 | 0 | 0 | 0
2020-05-03 13:32 | 0.00 | 0 | 0 | 0 | 0 | 0 | 0 | 0 | 0 | 0 | 0 | 0 | 0 | 0 | 0 | 0 | 0 | 0 | 0 | 0 | 0 | 0 | 0
2020-05-03 13:33 | 0.00 | 0 | 0 | 0 | 0 | 0 | 0 | 0 | 0 | 0 | 0 | 0 | 0 | 0 | 0 | 0 | 0 | 0 | 0 | 0 | 0 | 0 | 0
2020-05-03 13:34 | 0.00 | 0 | 0 | 0 | 0 | 0 | 0 | 0 | 0 | 0 | 0 | 0 | 0 | 0 | 0 | 0 | 0 | 0 | 0 | 0 | 0 | 0 | 0
2020-05-03 13:35 | 0.00 | 0 | 0 | 0 | 0 | 0 | 0 | 0 | 0 | 0 | 0 | 0 | 0 | 0 | 0 | 0 | 0 | 0 | 0 | 0 | 0 | 0 | 0
2020-05-03 13:36 | 0.00 | 0 | 0 | 0 | 0 | 0 | 0 | 0 | 0 | 0 | 0 | 0 | 0 | 0 | 0 | 0 | 0 | 0 | 0 | 0 | 0 | 0 | 0
2020-05-03 13:37 | 0.00 | 0 | 0 | 0 | 0 | 0 | 0 | 0 | 0 | 0 | 0 | 0 | 0 | 0 | 0 | 0 | 0 | 0 | 0 | 0 | 0 | 0 | 0
2020-05-03 13:38 | 0.00 | 0 | 0 | 0 | 0 | 0 | 0 | 0 | 0 | 0 | 0 | 0 | 0 | 0 | 0 | 0 | 0 | 0 | 0 | 0 | 0 | 0 | 0
2020-05-03 13:39 | 0.00 | 0 | 0 | 0 | 0 | 0 | 0 | 0 | 0 | 0 | 0 | 0 | 0 | 0 | 0 | 0 | 0 | 0 | 0 | 0 | 0 | 0 | 0
2020-05-03 13:40 | 0.00 | 0 | 0 | 0 | 0 | 0 | 0 | 0 | 0 | 0 | 0 | 0 | 0 | 0 | 0 | 0 | 0 | 0 | 0 | 0 | 0 | 0 | 0
2020-05-03 13:41 | 0.00 | 0 | 0 | 0 | 0 | 0 | 0 | 0 | 0 | 0 | 0 | 0 | 0 | 0 | 0 | 0 | 0 | 0 | 0 | 0 | 0 | 0 | 0
2020-05-03 13:42 | 0.00 | 0 | 0 | 0 | 0 | 0 | 0 | 0 | 0 | 0 | 0 | 0 | 0 | 0 | 0 | 0 | 0 | 0 | 0 | 0 | 0 | 0 | 0
2020-05-03 13:43 | 0.00 | 29.4008 | 27.9004 | 22.8996 | 36.7807 | 22.8679 | 35.4628 | 47.3576 | 22.8318 | 26.5975 | 22.9957 | 19.8229 | 22.853 | 8.5492 | 8.4674 | 22.9824 | 24.4034 | 50.1202 | 50.2279 | 50.2279 | 8.4674 | 42.6919 | 8.1688
2020-05-03 13:44 | 0.00 | 108.374 | 97.7398 | 89.7712 | 120.0807 | 89.7424 | 124.4238 | 141.4766 | 89.7094 | 94.544 | 89.857 | 81.6969 | 89.7288 | 35.2007 | 34.5667 | 89.8453 | 90.6041 | 154.8937 | 154.9312 | 154.9312 | 34.5667 | 138.8026 | 31.7552
2020-05-03 13:45 | 0.00 | 165.09 | 144.6353 | 143.7264 | 167.7088 | 143.7134 | 182.7743 | 183.8047 | 143.698 | 141.5672 | 143.7622 | 135.7977 | 143.7072 | 79.0898 | 78.4854 | 143.7575 | 143.3571 | 206.7347 | 206.6815 | 206.6815 | 78.4854 | 192.6137 | 75.7994
2020-05-03 13:46 | 0.00 | 220.1538 | 187.3517 | 194.9289 | 212.0482 | 194.9374 | 240.8455 | 222.7414 | 194.9458 | 184.38 | 194.8966 | 187.1853 | 194.941 | 122.769 | 122.4185 | 194.9017 | 192.927 | 258.5665 | 258.399 | 258.399 | 122.4185 | 245.7179 | 121.0104
2020-05-03 13:47 | 0.00 | 246.768 | 203.7669 | 220.1795 | 227.2221 | 220.2012 | 268.7213 | 230.2805 | 220.2243 | 201.3056 | 220.1055 | 213.6438 | 220.2109 | 150.6476 | 150.6733 | 220.1165 | 217.2166 | 277.3471 | 277.1308 | 277.1308 | 150.6733 | 267.2432 | 151.1128
2020-05-03 13:48 | 0.00 | 251.2951 | 199.014 | 223.9645 | 220.4504 | 223.9883 | 274.272 | 215.4215 | 224.0138 | 197.1658 | 223.8838 | 218.8276 | 223.999 | 159.8972 | 160.2972 | 223.8958 | 220.8864 | 273.3633 | 273.1577 | 273.1577 | 160.2972 | 266.1714 | 162.5674
2020-05-03 13:49 | 0.00 | 244.5703 | 180.643 | 215.4762 | 200.5327 | 215.4953 | 269.699 | 186.5202 | 215.5155 | 179.4087 | 215.4105 | 211.6444 | 215.5038 | 155.6305 | 156.425 | 215.4204 | 212.6721 | 258.6909 | 258.5236 | 258.5236 | 156.425 | 254.1633 | 160.637
2020-05-03 13:50 | 0.00 | 214.8924 | 141.8069 | 184.9871 | 159.1147 | 184.9921 | 241.6752 | 136.6646 | 184.9967 | 141.2617 | 184.966 | 182.5959 | 184.9942 | 132.2882 | 133.4142 | 184.9695 | 183.3968 | 220.8128 | 220.7255 | 220.7255 | 133.4142 | 218.9675 | 139.2563
2020-05-03 13:51 | 0.00 | 144.186 | 74.3008 | 117.7092 | 85.7246 | 117.6876 | 169.4498 | 60.5808 | 117.6626 | 74.5011 | 117.7724 | 117.0651 | 117.6773 | 80.9397 | 82.1425 | 117.7638 | 117.9975 | 141.4244 | 141.4813 | 141.4813 | 82.1425 | 142.329 | 88.3578
2020-05-03 13:52 | 0.00 | 78.8028 | 19.9692 | 55.6906 | 25.1304 | 55.6558 | 103.1641 | 11.0609 | 55.616 | 20.3729 | 55.7956 | 56.2823 | 55.6394 | 32.8963 | 33.963 | 55.7811 | 56.9835 | 70.4322 | 70.5586 | 70.5586 | 33.963 | 72.9819 | 39.6208
2020-05-03 13:53 | 0.00 | 8.5259 | 2.728 | 5.2721 | 2.728 | 5.2525 | 12.6372 | 2.6999 | 5.2301 | 2.728 | 5.3317 | 5.4337 | 5.2433 | 3.3143 | 3.4068 | 5.3235 | 6.1265 | 6.534 | 6.6107 | 6.6107 | 3.4068 | 7.1058 | 4.0081
2020-05-03 13:54 | 0.00 | 0 | 0 | 0 | 0 | 0 | 0 | 0 | 0 | 0 | 0 | 0 | 0 | 0 | 0 | 0 | 0 | 0 | 0 | 0 | 0 | 0 | 0
2020-05-03 13:55 | 0.00 | 0 | 0 | 0 | 0 | 0 | 0 | 0 | 0 | 0 | 0 | 0 | 0 | 0 | 0 | 0 | 0 | 0 | 0 | 0 | 0 | 0 | 0
2020-05-03 13:56 | 0.00 | 0 | 0 | 0 | 0 | 0 | 0 | 0 | 0 | 0 | 0 | 0 | 0 | 0 | 0 | 0 | 0 | 0 | 0 | 0 | 0 | 0 | 0
2020-05-03 13:57 | 0.00 | 0 | 0 | 0 | 0 | 0 | 0 | 0 | 0 | 0 | 0 | 0 | 0 | 0 | 0 | 0 | 0 | 0 | 0 | 0 | 0 | 0 | 0
2020-05-03 13:58 | 0.00 | 0 | 0 | 0 | 0 | 0 | 0 | 0 | 0 | 0 | 0 | 0 | 0 | 0 | 0 | 0 | 0 | 0 | 0 | 0 | 0 | 0 | 0
2020-05-03 13:59 | 0.00 | 0 | 0 | 0 | 0 | 0 | 0 | 0 | 0 | 0 | 0 | 0 | 0 | 0 | 0 | 0 | 0 | 0 | 0 | 0 | 0 | 0 | 0
2020-05-03 14:00 | 0.00 | 0 | 0 | 0 | 0 | 0 | 0 | 0 | 0 | 0 | 0 | 0 | 0 | 0 | 0 | 0 | 0 | 0 | 0 | 0 | 0 | 0 | 0
2020-05-03 14:01 | 0.00 | 0 | 0 | 0 | 0 | 0 | 0 | 0 | 0 | 0 | 0 | 0 | 0 | 0 | 0 | 0 | 0 | 0 | 0 | 0 | 0 | 0 | 0
2020-05-03 14:02 | 0.00 | 0 | 0 | 0 | 0 | 0 | 0 | 0 | 0 | 0 | 0 | 0 | 0 | 0 | 0 | 0 | 0 | 0 | 0 | 0 | 0 | 0 | 0
2020-05-03 14:03 | 0.00 | 0 | 0 | 0 | 0 | 0 | 0 | 0 | 0 | 0 | 0 | 0 | 0 | 0 | 0 | 0 | 0 | 0 | 0 | 0 | 0 | 0 | 0
2020-05-03 14:04 | 0.00 | 0 | 0 | 0 | 0 | 0 | 0 | 0 | 0 | 0 | 0 | 0 | 0 | 0 | 0 | 0 | 0 | 0 | 0 | 0 | 0 | 0 | 0
2020-05-03 14:05 | 0.00 | 0 | 0 | 0 | 0 | 0 | 0 | 0 | 0 | 0 | 0 | 0 | 0 | 0 | 0 | 0 | 0 | 0 | 0 | 0 | 0 | 0 | 0
2020-05-03 14:06 | 0.00 | 0 | 0 | 0 | 0 | 0 | 0 | 0 | 0 | 0 | 0 | 0 | 0 | 0 | 0 | 0 | 0 | 0 | 0 | 0 | 0 | 0 | 0
2020-05-03 14:07 | 0.00 | 22.1693 | 20.6688 | 16.253 | 28.661 | 16.2207 | 27.7354 | 38.1148 | 16.1841 | 19.5003 | 16.3506 | 13.4828 | 16.2056 | 3.5059 | 3.4311 | 16.3371 | 17.7959 | 40.7894 | 40.902 | 40.902 | 3.4311 | 34.109 | 3.1716
2020-05-03 14:08 | 0.00 | 98.4108 | 87.5318 | 79.3344 | 110.3693 | 79.3033 | 115.0274 | 132.3463 | 79.2679 | 84.2659 | 79.4273 | 71.0926 | 79.2887 | 24.4182 | 23.7968 | 79.4145 | 80.3373 | 146.1832 | 146.2337 | 146.2337 | 23.7968 | 129.6303 | 21.0601
2020-05-03 14:09 | 0.00 | 161.0411 | 139.4736 | 138.3636 | 163.9022 | 138.3485 | 179.9778 | 181.1257 | 138.3306 | 136.2207 | 138.4062 | 129.9569 | 138.3412 | 70.2106 | 69.5706 | 138.4006 | 138.1594 | 205.4339 | 205.3858 | 205.3858 | 69.5706 | 190.3394 | 66.7266
2020-05-03 14:10 | 0.00 | 197.6256 | 168.3341 | 175.0077 | 190.4559 | 175.007 | 216.2891 | 200.143 | 175.0053 | 165.6759 | 175.0045 | 168.0562 | 175.0064 | 110.9046 | 110.5845 | 175.0055 | 173.7041 | 232.3613 | 232.2553 | 232.2553 | 110.5845 | 220.6946 | 109.2987
2020-05-03 14:11 | 0.00 | 220.6698 | 185.6229 | 199.1378 | 204.5657 | 199.1497 | 238.3462 | 206.7132 | 199.162 | 183.6485 | 199.0946 | 193.8578 | 199.1549 | 143.0383 | 143.0605 | 199.1012 | 196.9069 | 245.0835 | 244.9368 | 244.9368 | 143.0605 | 237.0615 | 143.4271
2020-05-03 14:12 | 0.00 | 222.2366 | 180.1744 | 199.9899 | 197.7366 | 200.0015 | 240.8428 | 194.0111 | 200.0133 | 178.6348 | 199.9479 | 195.6908 | 200.0065 | 147.4461 | 147.737 | 199.9544 | 197.7546 | 240.5197 | 240.3891 | 240.3891 | 147.737 | 234.5999 | 149.4228
2020-05-03 14:13 | 0.00 | 146.6265 | 139.7866 | 143.9353 | 141.9942 | 143.9223 | 147.5756 | 139.4533 | 143.9068 | 139.638 | 143.9713 | 143.4129 | 143.916 | 135.3602 | 135.4169 | 143.9666 | 143.5706 | 145.5681 | 145.6189 | 145.6189 | 135.4169 | 146.4051 | 135.7506
2020-05-03 14:14 | 0.00 | 110.6737 | 105.3148 | 108.8345 | 106.6357 | 108.8108 | 111.226 | 104.1472 | 108.7834 | 105.2623 | 108.9043 | 108.55 | 108.7996 | 103.2023 | 103.2501 | 108.8948 | 109.2818 | 108.893 | 108.9867 | 108.9867 | 103.2501 | 109.8578 | 103.5468
2020-05-03 14:15 | 0.00 | 58.2478 | 56.1719 | 57.7011 | 56.5471 | 57.6668 | 58.1192 | 55.2503 | 57.6277 | 56.1718 | 57.8043 | 57.5809 | 57.6507 | 55.5469 | 55.5424 | 57.79 | 58.9498 | 56.7023 | 56.8375 | 56.8375 | 55.5424 | 57.4077 | 55.5851
2020-05-03 14:16 | 0.00 | 9.6051 | 9.5743 | 9.6472 | 9.5749 | 9.6079 | 9.4443 | 9.4446 | 9.5632 | 9.5743 | 9.7664 | 9.5599 | 9.5894 | 9.4111 | 9.3672 | 9.7499 | 11.2811 | 9.0934 | 9.2475 | 9.2475 | 9.3672 | 9.2629 | 9.2174
2020-05-03 14:17 | 0.00 | 0.53206 | 0.5235 | 0.53307 | 0.5235 | 0.51988 | 0.52447 | 0.50973 | 0.5049 | 0.5235 | 0.57306 | 0.50448 | 0.5137 | 0.50157 | 0.48683 | 0.56751 | 1.0837 | 0.42795 | 0.47961 | 0.47961 | 0.48683 | 0.45065 | 0.43646
2020-05-03 14:18 | 0.00 | 0 | 0 | 0 | 0 | 0 | 0 | 0 | 0 | 0 | 0 | 0 | 0 | 0 | 0 | 0 | 0 | 0 | 0 | 0 | 0 | 0 | 0
2020-05-03 14:19 | 0.00 | 0 | 0 | 0 | 0 | 0 | 0 | 0 | 0 | 0 | 0 | 0 | 0 | 0 | 0 | 0 | 0 | 0 | 0 | 0 | 0 | 0 | 0
2020-05-03 14:20 | 0.00 | 0 | 0 | 0 | 0 | 0 | 0 | 0 | 0 | 0 | 0 | 0 | 0 | 0 | 0 | 0 | 0 | 0 | 0 | 0 | 0 | 0 | 0
2020-05-03 14:21 | 0.00 | 0 | 0 | 0 | 0 | 0 | 0 | 0 | 0 | 0 | 0 | 0 | 0 | 0 | 0 | 0 | 0 | 0 | 0 | 0 | 0 | 0 | 0
2020-05-03 14:22 | 0.00 | 0 | 0 | 0 | 0 | 0 | 0 | 0 | 0 | 0 | 0 | 0 | 0 | 0 | 0 | 0 | 0 | 0 | 0 | 0 | 0 | 0 | 0
2020-05-03 14:23 | 0.00 | 0 | 0 | 0 | 0 | 0 | 0 | 0 | 0 | 0 | 0 | 0 | 0 | 0 | 0 | 0 | 0 | 0 | 0 | 0 | 0 | 0 | 0
2020-05-03 14:24 | 0.00 | 0 | 0 | 0 | 0 | 0 | 0 | 0 | 0 | 0 | 0 | 0 | 0 | 0 | 0 | 0 | 0 | 0 | 0 | 0 | 0 | 0 | 0
2020-05-03 14:25 | 0.00 | 0 | 0 | 0 | 0 | 0 | 0 | 0 | 0 | 0 | 0 | 0 | 0 | 0 | 0 | 0 | 0 | 0 | 0 | 0 | 0 | 0 | 0
2020-05-03 14:26 | 0.00 | 0 | 0 | 0 | 0 | 0 | 0 | 0 | 0 | 0 | 0 | 0 | 0 | 0 | 0 | 0 | 0 | 0 | 0 | 0 | 0 | 0 | 0
2020-05-03 14:27 | 0.00 | 0 | 0 | 0 | 0 | 0 | 0 | 0 | 0 | 0 | 0 | 0 | 0 | 0 | 0 | 0 | 0 | 0 | 0 | 0 | 0 | 0 | 0
2020-05-03 14:28 | 0.00 | 0 | 0 | 0 | 0 | 0 | 0 | 0 | 0 | 0 | 0 | 0 | 0 | 0 | 0 | 0 | 0 | 0 | 0 | 0 | 0 | 0 | 0
2020-05-03 14:29 | 0.00 | 0 | 0 | 0 | 0 | 0 | 0 | 0 | 0 | 0 | 0 | 0 | 0 | 0 | 0 | 0 | 0 | 0 | 0 | 0 | 0 | 0 | 0
2020-05-03 14:30 | 0.00 | 0 | 0 | 0 | 0 | 0 | 0 | 0 | 0 | 0 | 0 | 0 | 0 | 0 | 0 | 0 | 0 | 0 | 0 | 0 | 0 | 0 | 0
2020-05-03 14:31 | 0.00 | 7.621 | 7.6041 | 7.649 | 7.6144 | 7.6228 | 7.5009 | 7.5298 | 7.593 | 7.6026 | 7.7283 | 7.5871 | 7.6105 | 7.4594 | 7.43 | 7.7173 | 8.7388 | 7.2802 | 7.3829 | 7.3829 | 7.43 | 7.3969 | 7.3294
2020-05-03 14:32 | 0.00 | 77.4518 | 71.1122 | 67.456 | 83.0372 | 67.4232 | 85.8745 | 93.9427 | 67.3858 | 69.4277 | 67.5546 | 63.1448 | 67.4078 | 37.5426 | 37.1794 | 67.541 | 68.5944 | 101.5226 | 101.6177 | 101.6177 | 37.1794 | 93.21 | 35.5771
2020-05-03 14:33 | 0.00 | 84.9954 | 78.322 | 77.5421 | 86.7112 | 77.5108 | 90.8954 | 92.7741 | 77.4752 | 77.1927 | 77.6355 | 74.5748 | 77.4962 | 54.3989 | 54.1454 | 77.6227 | 78.5585 | 99.9684 | 100.0661 | 100.0661 | 54.1454 | 94.9218 | 53.0394
2020-05-03 14:34 | 0.00 | 208.1567 | 176.0068 | 183.4262 | 200.1419 | 183.4292 | 228.5999 | 210.6559 | 183.4314 | 173.1088 | 183.4117 | 175.8619 | 183.4302 | 113.3217 | 112.9805 | 183.4142 | 181.8488 | 245.9635 | 245.8273 | 245.8273 | 112.9805 | 233.2593 | 111.6151
2020-05-03 14:35 | 0.00 | 236.7849 | 194.7896 | 210.7625 | 217.6991 | 210.7792 | 258.3826 | 220.778 | 210.7967 | 192.3858 | 210.7045 | 204.3682 | 210.7866 | 143.0482 | 143.0689 | 210.7133 | 208.2001 | 266.8519 | 266.6632 | 266.6632 | 143.0689 | 256.8792 | 143.4811
2020-05-03 14:36 | 0.00 | 188.543 | 151.3646 | 169.4317 | 166.1031 | 169.4328 | 204.5954 | 161.837 | 169.433 | 150.1312 | 169.4228 | 165.9245 | 169.433 | 125.2848 | 125.5737 | 169.4246 | 168.0148 | 203.0133 | 202.9409 | 202.9409 | 125.5737 | 198.3327 | 127.2247
2020-05-03 14:37 | 0.00 | 180.153 | 144.4391 | 163.5672 | 156.0871 | 163.5637 | 194.1003 | 148.7009 | 163.5589 | 143.6564 | 163.5727 | 161.15 | 163.5619 | 127.9955 | 128.3884 | 163.5724 | 162.4721 | 188.4025 | 188.3684 | 188.3684 | 128.3884 | 185.8828 | 130.5174
2020-05-03 14:38 | 0.00 | 165.8342 | 119.5353 | 146.9716 | 130.0532 | 146.9594 | 182.7409 | 115.4109 | 146.9448 | 119.2411 | 147.0049 | 145.5134 | 146.9534 | 114.2337 | 114.9266 | 147.0006 | 146.5438 | 168.3695 | 168.3883 | 168.3883 | 114.9266 | 167.7033 | 118.5449
2020-05-03 14:39 | 0.00 | 132.9594 | 65.3785 | 107.166 | 76.4897 | 107.1414 | 157.7202 | 52.5692 | 107.1131 | 65.5535 | 107.2385 | 106.4957 | 107.1298 | 71.5152 | 72.6656 | 107.2286 | 107.6783 | 130.7169 | 130.7876 | 130.7876 | 72.6656 | 131.4005 | 78.6228
2020-05-03 14:40 | 0.00 | 63.786 | 15.9979 | 44.628 | 20.0388 | 44.5915 | 84.3237 | 9.4119 | 44.5499 | 16.3048 | 44.7383 | 45.0955 | 44.5744 | 26.1317 | 26.979 | 44.723 | 46.0472 | 56.893 | 57.0297 | 57.0297 | 26.979 | 58.957 | 31.5135
2020-05-03 14:41 | 0.00 | 7.5842 | 1.3311 | 3.7372 | 1.3311 | 3.7174 | 13.0083 | 1.3206 | 3.695 | 1.3311 | 3.7969 | 3.9296 | 3.7082 | 1.768 | 1.8442 | 3.7886 | 4.6817 | 5.2762 | 5.3532 | 5.3532 | 1.8442 | 5.9168 | 2.4304
2020-05-03 14:42 | 0.00 | 0 | 0 | 0 | 0 | 0 | 0 | 0 | 0 | 0 | 0 | 0 | 0 | 0 | 0 | 0 | 0 | 0 | 0 | 0 | 0 | 0 | 0
2020-05-03 14:43 | 0.00 | 0 | 0 | 0 | 0 | 0 | 0 | 0 | 0 | 0 | 0 | 0 | 0 | 0 | 0 | 0 | 0 | 0 | 0 | 0 | 0 | 0 | 0
2020-05-03 14:44 | 0.00 | 0 | 0 | 0 | 0 | 0 | 0 | 0 | 0 | 0 | 0 | 0 | 0 | 0 | 0 | 0 | 0 | 0 | 0 | 0 | 0 | 0 | 0
2020-05-03 14:45 | 0.00 | 0 | 0 | 0 | 0 | 0 | 0 | 0 | 0 | 0 | 0 | 0 | 0 | 0 | 0 | 0 | 0 | 0 | 0 | 0 | 0 | 0 | 0
2020-05-03 14:46 | 0.00 | 0 | 0 | 0 | 0 | 0 | 0 | 0 | 0 | 0 | 0 | 0 | 0 | 0 | 0 | 0 | 0 | 0 | 0 | 0 | 0 | 0 | 0
2020-05-03 14:47 | 0.00 | 0 | 0 | 0 | 0 | 0 | 0 | 0 | 0 | 0 | 0 | 0 | 0 | 0 | 0 | 0 | 0 | 0 | 0 | 0 | 0 | 0 | 0
2020-05-03 14:48 | 0.00 | 0 | 0 | 0 | 0 | 0 | 0 | 0 | 0 | 0 | 0 | 0 | 0 | 0 | 0 | 0 | 0 | 0 | 0 | 0 | 0 | 0 | 0
2020-05-03 14:49 | 0.00 | 0 | 0 | 0 | 0 | 0 | 0 | 0 | 0 | 0 | 0 | 0 | 0 | 0 | 0 | 0 | 0 | 0 | 0 | 0 | 0 | 0 | 0
2020-05-03 14:50 | 0.00 | 0 | 0 | 0 | 0 | 0 | 0 | 0 | 0 | 0 | 0 | 0 | 0 | 0 | 0 | 0 | 0 | 0 | 0 | 0 | 0 | 0 | 0
2020-05-03 14:51 | 0.00 | 0 | 0 | 0 | 0 | 0 | 0 | 0 | 0 | 0 | 0 | 0 | 0 | 0 | 0 | 0 | 0 | 0 | 0 | 0 | 0 | 0 | 0
2020-05-03 14:52 | 0.00 | 0 | 0 | 0 | 0 | 0 | 0 | 0 | 0 | 0 | 0 | 0 | 0 | 0 | 0 | 0 | 0 | 0 | 0 | 0 | 0 | 0 | 0
2020-05-03 14:53 | 0.00 | 0 | 0 | 0 | 0 | 0 | 0 | 0 | 0 | 0 | 0 | 0 | 0 | 0 | 0 | 0 | 0 | 0 | 0 | 0 | 0 | 0 | 0
2020-05-03 14:54 | 0.00 | 0 | 0 | 0 | 0 | 0 | 0 | 0 | 0 | 0 | 0 | 0 | 0 | 0 | 0 | 0 | 0 | 0 | 0 | 0 | 0 | 0 | 0
2020-05-03 14:55 | 0.00 | 1.5046 | 1.4965 | 1.5083 | 1.4997 | 1.4952 | 1.4831 | 1.4802 | 1.4802 | 1.4961 | 1.5483 | 1.4785 | 1.489 | 1.4571 | 1.4423 | 1.5427 | 2.2584 | 1.3865 | 1.4381 | 1.4381 | 1.4423 | 1.4175 | 1.3919
2020-05-03 14:56 | 0.00 | 8.3034 | 8.2656 | 8.3143 | 8.2975 | 8.2749 | 8.19 | 8.2174 | 8.2301 | 8.2611 | 8.4338 | 8.2159 | 8.2564 | 8.0351 | 7.9902 | 8.4172 | 9.9543 | 7.9009 | 8.0553 | 8.0553 | 7.9902 | 8.0258 | 7.8359
2020-05-03 14:57 | 0.00 | 23.9617 | 23.9125 | 24.0464 | 23.9476 | 24.0077 | 23.5821 | 23.6953 | 23.9637 | 23.9077 | 24.1636 | 23.9448 | 23.9895 | 23.4803 | 23.436 | 24.1473 | 25.6318 | 23.1768 | 23.3286 | 23.3286 | 23.436 | 23.4972 | 23.2836
2020-05-03 14:58 | 0.00 | 35.7005 | 35.6598 | 35.8623 | 35.6732 | 35.8246 | 35.1017 | 35.271 | 35.7817 | 35.6583 | 35.9765 | 35.7678 | 35.8069 | 35.1488 | 35.1063 | 35.9607 | 37.3748 | 34.5819 | 34.7303 | 34.7303 | 35.1063 | 35.066 | 34.9608
2020-05-03 14:59 | 0.00 | 52.5245 | 52.4067 | 52.7188 | 52.4613 | 52.683 | 51.6908 | 51.8918 | 52.6423 | 52.4009 | 52.8268 | 52.613 | 52.6662 | 51.6137 | 51.5735 | 52.8118 | 54.0822 | 51.0784 | 51.2197 | 51.2197 | 51.5735 | 51.7423 | 51.4358
2020-05-03 15:00 | 0.00 | 59.8448 | 59.7687 | 60.1086 | 59.792 | 60.0738 | 58.856 | 59.1287 | 60.0342 | 59.7666 | 60.2133 | 60.0129 | 60.0575 | 58.9649 | 58.9261 | 60.1988 | 61.3945 | 58.1705 | 58.3082 | 58.3082 | 58.9261 | 58.9438 | 58.7937
2020-05-03 15:01 | 0.00 | 45.13 | 45.0635 | 45.3317 | 45.0771 | 45.2949 | 44.3782 | 44.5601 | 45.2531 | 45.0627 | 45.4427 | 45.2384 | 45.2777 | 44.4565 | 44.4158 | 45.4273 | 46.7695 | 43.777 | 43.9219 | 43.9219 | 44.4158 | 44.3804 | 44.2771
2020-05-03 15:02 | 0.00 | 40.2172 | 40.134 | 40.3894 | 40.1484 | 40.3521 | 39.5541 | 39.6752 | 40.3097 | 40.1335 | 40.5021 | 40.2968 | 40.3346 | 39.5934 | 39.5525 | 40.4865 | 41.8673 | 38.9761 | 39.1229 | 39.1229 | 39.5525 | 39.5208 | 39.4138
2020-05-03 15:03 | 0.00 | 59.3683 | 52.1604 | 56.83 | 53.3165 | 56.7954 | 61.3033 | 50.2584 | 56.7559 | 52.1816 | 56.9344 | 56.6833 | 56.7792 | 52.2756 | 52.3613 | 56.9199 | 58.1064 | 57.7746 | 57.9094 | 57.9094 | 52.3613 | 58.4553 | 52.8674
2020-05-03 15:04 | 0.00 | 25.0485 | 23.7561 | 24.679 | 23.91 | 24.6406 | 25.1485 | 23.2088 | 24.5969 | 23.7648 | 24.7953 | 24.5945 | 24.6226 | 23.6696 | 23.6497 | 24.7792 | 26.2425 | 24.094 | 24.2446 | 24.2446 | 23.6497 | 24.4668 | 23.6214
2020-05-03 15:05 | 0.00 | 1.532 | 1.5131 | 1.5329 | 1.5131 | 1.5131 | 1.5143 | 1.4849 | 1.4907 | 1.5131 | 1.5929 | 1.4901 | 1.5039 | 1.4718 | 1.4498 | 1.5845 | 2.3579 | 1.356 | 1.4334 | 1.4334 | 1.4498 | 1.3995 | 1.3748
2020-05-03 15:06 | 0.00 | 0 | 0 | 0 | 0 | 0 | 0 | 0 | 0 | 0 | 0 | 0 | 0 | 0 | 0 | 0 | 0 | 0 | 0 | 0 | 0 | 0 | 0
2020-05-03 15:07 | 0.00 | 0 | 0 | 0 | 0 | 0 | 0 | 0 | 0 | 0 | 0 | 0 | 0 | 0 | 0 | 0 | 0 | 0 | 0 | 0 | 0 | 0 | 0
2020-05-03 15:08 | 0.00 | 0 | 0 | 0 | 0 | 0 | 0 | 0 | 0 | 0 | 0 | 0 | 0 | 0 | 0 | 0 | 0 | 0 | 0 | 0 | 0 | 0 | 0
2020-05-03 15:09 | 0.00 | 0 | 0 | 0 | 0 | 0 | 0 | 0 | 0 | 0 | 0 | 0 | 0 | 0 | 0 | 0 | 0 | 0 | 0 | 0 | 0 | 0 | 0
2020-05-03 15:10 | 0.00 | 0 | 0 | 0 | 0 | 0 | 0 | 0 | 0 | 0 | 0 | 0 | 0 | 0 | 0 | 0 | 0 | 0 | 0 | 0 | 0 | 0 | 0
2020-05-03 15:11 | 0.00 | 0 | 0 | 0 | 0 | 0 | 0 | 0 | 0 | 0 | 0 | 0 | 0 | 0 | 0 | 0 | 0 | 0 | 0 | 0 | 0 | 0 | 0
2020-05-03 15:12 | 0.00 | 0 | 0 | 0 | 0 | 0 | 0 | 0 | 0 | 0 | 0 | 0 | 0 | 0 | 0 | 0 | 0 | 0 | 0 | 0 | 0 | 0 | 0
2020-05-03 15:13 | 0.00 | 0 | 0 | 0 | 0 | 0 | 0 | 0 | 0 | 0 | 0 | 0 | 0 | 0 | 0 | 0 | 0 | 0 | 0 | 0 | 0 | 0 | 0
2020-05-03 15:14 | 0.00 | 0 | 0 | 0 | 0 | 0 | 0 | 0 | 0 | 0 | 0 | 0 | 0 | 0 | 0 | 0 | 0 | 0 | 0 | 0 | 0 | 0 | 0
2020-05-03 15:15 | 0.00 | 0 | 0 | 0 | 0 | 0 | 0 | 0 | 0 | 0 | 0 | 0 | 0 | 0 | 0 | 0 | 0 | 0 | 0 | 0 | 0 | 0 | 0
2020-05-03 15:16 | 0.00 | 0 | 0 | 0 | 0 | 0 | 0 | 0 | 0 | 0 | 0 | 0 | 0 | 0 | 0 | 0 | 0 | 0 | 0 | 0 | 0 | 0 | 0
2020-05-03 15:17 | 0.00 | 0 | 0 | 0 | 0 | 0 | 0 | 0 | 0 | 0 | 0 | 0 | 0 | 0 | 0 | 0 | 0 | 0 | 0 | 0 | 0 | 0 | 0
2020-05-03 15:18 | 0.00 | 0 | 0 | 0 | 0 | 0 | 0 | 0 | 0 | 0 | 0 | 0 | 0 | 0 | 0 | 0 | 0 | 0 | 0 | 0 | 0 | 0 | 0
2020-05-03 15:19 | 0.00 | 22.5242 | 21.7654 | 20.2204 | 24.8655 | 20.1884 | 24.4946 | 28.2556 | 20.1521 | 21.3128 | 20.3171 | 19.0722 | 20.1735 | 14.2242 | 14.1522 | 20.3037 | 21.5363 | 29.1712 | 29.2903 | 29.2903 | 14.1522 | 26.8187 | 13.8937
2020-05-03 15:20 | 0.00 | 65.6232 | 61.2736 | 59.2841 | 68.8247 | 59.2503 | 70.7595 | 75.3634 | 59.2118 | 60.2151 | 59.3857 | 56.5324 | 59.2344 | 39.7371 | 39.4896 | 59.3717 | 60.4952 | 80.221 | 80.3314 | 80.3314 | 39.4896 | 75.2283 | 38.4092
2020-05-03 15:21 | 0.00 | 154.0722 | 136.2668 | 135.8355 | 155.9206 | 135.8201 | 169.1385 | 169.3883 | 135.8019 | 133.6728 | 135.8791 | 129.1223 | 135.8126 | 81.1395 | 80.6389 | 135.8734 | 135.6545 | 189.3802 | 189.3551 | 189.3551 | 80.6389 | 177.3935 | 78.4256
2020-05-03 15:22 | 0.00 | 188.8711 | 162.1962 | 168.5002 | 182.0609 | 168.4987 | 205.6433 | 190.4907 | 168.4961 | 159.8257 | 168.4996 | 162.2882 | 168.4977 | 111.1254 | 110.8494 | 168.5001 | 167.2578 | 219.8986 | 219.804 | 219.804 | 110.8494 | 209.4866 | 109.7522
2020-05-03 15:23 | 0.00 | 174.9262 | 149.8572 | 159.5188 | 163.4504 | 159.5157 | 187.4535 | 164.9099 | 159.5113 | 148.4406 | 159.5233 | 155.6916 | 159.514 | 119.2723 | 119.2726 | 159.5231 | 158.3989 | 192.2654 | 192.2132 | 192.2132 | 119.2726 | 186.6028 | 119.4725
2020-05-03 15:24 | 0.00 | 222.1389 | 178.0565 | 199.2465 | 195.7458 | 199.2584 | 241.4733 | 191.0498 | 199.2707 | 176.5595 | 199.2032 | 195.0169 | 199.2637 | 146.503 | 146.8414 | 199.2099 | 197.0002 | 240.1039 | 239.9712 | 239.9712 | 146.8414 | 234.2695 | 148.7634
2020-05-03 15:25 | 0.00 | 240.8271 | 180.9449 | 213.3551 | 199.5865 | 213.3732 | 264.7023 | 186.6621 | 213.3923 | 179.7779 | 213.2924 | 209.712 | 213.3813 | 157.2829 | 158.0087 | 213.3018 | 210.7116 | 254.383 | 254.2254 | 254.2254 | 158.0087 | 250.047 | 161.8626
2020-05-03 15:26 | 0.00 | 145.3479 | 106.4621 | 129.4159 | 115.4565 | 129.3996 | 159.5592 | 103.3168 | 129.3805 | 106.1891 | 129.4623 | 128.1163 | 129.3918 | 101.3956 | 101.9632 | 129.4561 | 129.3003 | 147.6468 | 147.6848 | 147.6848 | 101.9632 | 147.043 | 104.9438
2020-05-03 15:27 | 0.00 | 133.4119 | 78.2268 | 112.2768 | 87.7467 | 112.2546 | 153.407 | 68.1005 | 112.2289 | 78.3146 | 112.3417 | 111.5786 | 112.244 | 81.8063 | 82.7296 | 112.3329 | 112.6078 | 131.8537 | 131.9163 | 131.9163 | 82.7296 | 132.402 | 87.5178
2020-05-03 15:28 | 0.00 | 63.7277 | 32.2312 | 51.4185 | 35.0692 | 51.383 | 76.6336 | 27.1314 | 51.3425 | 32.446 | 51.5258 | 51.6707 | 51.3663 | 38.8116 | 39.3592 | 51.511 | 52.766 | 58.8301 | 58.9649 | 58.9649 | 39.3592 | 60.3868 | 42.2956
2020-05-03 15:29 | 0.00 | 11.3653 | 4.6479 | 7.3757 | 4.6479 | 7.3495 | 16.5409 | 4.5969 | 7.3198 | 4.6479 | 7.455 | 7.5643 | 7.3372 | 5.1366 | 5.2222 | 7.444 | 8.4615 | 8.904 | 9.0062 | 9.0062 | 5.2222 | 9.6025 | 5.8808
2020-05-03 15:30 | 0.00 | 0 | 0 | 0 | 0 | 0 | 0 | 0 | 0 | 0 | 0 | 0 | 0 | 0 | 0 | 0 | 0 | 0 | 0 | 0 | 0 | 0 | 0
2020-05-03 15:31 | 0.00 | 0 | 0 | 0 | 0 | 0 | 0 | 0 | 0 | 0 | 0 | 0 | 0 | 0 | 0 | 0 | 0 | 0 | 0 | 0 | 0 | 0 | 0
2020-05-03 15:32 | 0.00 | 0 | 0 | 0 | 0 | 0 | 0 | 0 | 0 | 0 | 0 | 0 | 0 | 0 | 0 | 0 | 0 | 0 | 0 | 0 | 0 | 0 | 0
2020-05-03 15:33 | 0.00 | 0 | 0 | 0 | 0 | 0 | 0 | 0 | 0 | 0 | 0 | 0 | 0 | 0 | 0 | 0 | 0 | 0 | 0 | 0 | 0 | 0 | 0
2020-05-03 15:34 | 0.00 | 0 | 0 | 0 | 0 | 0 | 0 | 0 | 0 | 0 | 0 | 0 | 0 | 0 | 0 | 0 | 0 | 0 | 0 | 0 | 0 | 0 | 0
2020-05-03 15:35 | 0.00 | 0 | 0 | 0 | 0 | 0 | 0 | 0 | 0 | 0 | 0 | 0 | 0 | 0 | 0 | 0 | 0 | 0 | 0 | 0 | 0 | 0 | 0
2020-05-03 15:36 | 0.00 | 0 | 0 | 0 | 0 | 0 | 0 | 0 | 0 | 0 | 0 | 0 | 0 | 0 | 0 | 0 | 0 | 0 | 0 | 0 | 0 | 0 | 0
2020-05-03 15:37 | 0.00 | 0 | 0 | 0 | 0 | 0 | 0 | 0 | 0 | 0 | 0 | 0 | 0 | 0 | 0 | 0 | 0 | 0 | 0 | 0 | 0 | 0 | 0
2020-05-03 15:38 | 0.00 | 0 | 0 | 0 | 0 | 0 | 0 | 0 | 0 | 0 | 0 | 0 | 0 | 0 | 0 | 0 | 0 | 0 | 0 | 0 | 0 | 0 | 0
2020-05-03 15:39 | 0.00 | 0 | 0 | 0 | 0 | 0 | 0 | 0 | 0 | 0 | 0 | 0 | 0 | 0 | 0 | 0 | 0 | 0 | 0 | 0 | 0 | 0 | 0
2020-05-03 15:40 | 0.00 | 0 | 0 | 0 | 0 | 0 | 0 | 0 | 0 | 0 | 0 | 0 | 0 | 0 | 0 | 0 | 0 | 0 | 0 | 0 | 0 | 0 | 0
2020-05-03 15:41 | 0.00 | 0 | 0 | 0 | 0 | 0 | 0 | 0 | 0 | 0 | 0 | 0 | 0 | 0 | 0 | 0 | 0 | 0 | 0 | 0 | 0 | 0 | 0
2020-05-03 15:42 | 0.00 | 0 | 0 | 0 | 0 | 0 | 0 | 0 | 0 | 0 | 0 | 0 | 0 | 0 | 0 | 0 | 0 | 0 | 0 | 0 | 0 | 0 | 0
2020-05-03 15:43 | 0.00 | 22.2947 | 21.5421 | 19.2303 | 25.7914 | 19.1982 | 25.0894 | 30.7956 | 19.1617 | 20.923 | 19.3276 | 17.7413 | 19.1831 | 12.6487 | 12.6037 | 19.3141 | 20.7399 | 31.9809 | 32.1008 | 32.1008 | 12.6037 | 28.4925 | 12.4483
2020-05-03 15:44 | 0.00 | 48.3983 | 44.3162 | 42.6928 | 50.9739 | 42.6575 | 53.133 | 56.6777 | 42.6172 | 43.3875 | 42.7993 | 40.2598 | 42.6409 | 25.3516 | 25.1263 | 42.7846 | 44.0226 | 61.2841 | 61.4016 | 61.4016 | 25.1263 | 56.8463 | 24.1476
2020-05-03 15:45 | 0.00 | 52.0688 | 50.6369 | 50.51 | 52.611 | 50.4751 | 52.8934 | 53.7825 | 50.4354 | 50.3679 | 50.6151 | 49.7393 | 50.4588 | 44.5708 | 44.4772 | 50.6006 | 51.8048 | 54.7421 | 54.8726 | 54.8726 | 44.4772 | 53.9328 | 44.0956
2020-05-03 15:46 | 0.00 | 130.6585 | 117.0953 | 120.7729 | 126.7724 | 120.7582 | 138.3715 | 130.1712 | 120.7409 | 115.9584 | 120.814 | 117.745 | 120.7512 | 92.2026 | 92.0674 | 120.8086 | 120.6398 | 144.6021 | 144.613 | 144.613 | 92.0674 | 140.0522 | 91.5535
2020-05-03 15:47 | 0.00 | 178.8293 | 155.2663 | 164.5377 | 167.8325 | 164.5365 | 190.3076 | 168.8066 | 164.5341 | 153.969 | 164.5362 | 161.0179 | 164.5356 | 127.1345 | 127.1447 | 164.5369 | 163.3358 | 194.4308 | 194.3768 | 194.3768 | 127.1447 | 189.4016 | 127.3761
2020-05-03 15:48 | 0.00 | 170.2288 | 148.2648 | 159.0564 | 157.0602 | 159.0544 | 179.0149 | 154.1324 | 159.0512 | 147.5212 | 159.0572 | 156.9124 | 159.0532 | 131.9392 | 132.0941 | 159.0576 | 158.0094 | 177.8806 | 177.8489 | 177.8489 | 132.0941 | 175.6286 | 132.9961
2020-05-03 15:49 | 0.00 | 204.637 | 151.3412 | 180.3422 | 167.6261 | 180.3453 | 225.8572 | 155.8016 | 180.3477 | 150.3507 | 180.3271 | 177.1824 | 180.3464 | 131.3826 | 132.0283 | 180.3298 | 178.7533 | 216.126 | 216.0458 | 216.0458 | 132.0283 | 212.4326 | 135.4703
2020-05-03 15:50 | 0.00 | 205.1462 | 130.6628 | 174.3813 | 148.2033 | 174.3803 | 233.112 | 125.7285 | 174.3781 | 130.1076 | 174.3792 | 171.9163 | 174.3795 | 121.1713 | 122.2973 | 174.3799 | 173.1034 | 211.6845 | 211.6234 | 211.6234 | 122.2973 | 209.5615 | 128.1539
2020-05-03 15:51 | 0.00 | 145.3829 | 70.6117 | 116.7087 | 83.0377 | 116.6868 | 172.9472 | 56.8087 | 116.6615 | 70.7829 | 116.7726 | 115.9247 | 116.6764 | 76.9766 | 78.2463 | 116.764 | 117.0157 | 143.3364 | 143.3905 | 143.3905 | 78.2463 | 143.9357 | 84.8173
2020-05-03 15:52 | 0.00 | 72.6323 | 16.1921 | 49.8696 | 21.0199 | 49.8338 | 97.0527 | 8.6701 | 49.7931 | 16.5411 | 49.9776 | 50.3941 | 49.817 | 27.8553 | 28.854 | 49.9627 | 51.2347 | 64.9279 | 65.0594 | 65.0594 | 28.854 | 67.2053 | 34.1928
2020-05-03 15:53 | 0.00 | 8.7517 | 1.3583 | 4.1556 | 1.3583 | 4.1359 | 15.2073 | 1.3504 | 4.1135 | 1.3583 | 4.2153 | 4.3812 | 4.1267 | 1.8385 | 1.927 | 4.207 | 5.0999 | 6.0978 | 6.1747 | 6.1747 | 1.927 | 6.8221 | 2.6024
2020-05-03 15:54 | 0.00 | 0 | 0 | 0 | 0 | 0 | 0 | 0 | 0 | 0 | 0 | 0 | 0 | 0 | 0 | 0 | 0 | 0 | 0 | 0 | 0 | 0 | 0
2020-05-03 15:55 | 0.00 | 0 | 0 | 0 | 0 | 0 | 0 | 0 | 0 | 0 | 0 | 0 | 0 | 0 | 0 | 0 | 0 | 0 | 0 | 0 | 0 | 0 | 0
2020-05-03 15:56 | 0.00 | 0 | 0 | 0 | 0 | 0 | 0 | 0 | 0 | 0 | 0 | 0 | 0 | 0 | 0 | 0 | 0 | 0 | 0 | 0 | 0 | 0 | 0
2020-05-03 15:57 | 0.00 | 0 | 0 | 0 | 0 | 0 | 0 | 0 | 0 | 0 | 0 | 0 | 0 | 0 | 0 | 0 | 0 | 0 | 0 | 0 | 0 | 0 | 0
2020-05-03 15:58 | 0.00 | 0 | 0 | 0 | 0 | 0 | 0 | 0 | 0 | 0 | 0 | 0 | 0 | 0 | 0 | 0 | 0 | 0 | 0 | 0 | 0 | 0 | 0
2020-05-03 15:59 | 0.00 | 0 | 0 | 0 | 0 | 0 | 0 | 0 | 0 | 0 | 0 | 0 | 0 | 0 | 0 | 0 | 0 | 0 | 0 | 0 | 0 | 0 | 0
2020-05-03 16:00 | 0.00 | 0 | 0 | 0 | 0 | 0 | 0 | 0 | 0 | 0 | 0 | 0 | 0 | 0 | 0 | 0 | 0 | 0 | 0 | 0 | 0 | 0 | 0
2020-05-03 16:01 | 0.00 | 0 | 0 | 0 | 0 | 0 | 0 | 0 | 0 | 0 | 0 | 0 | 0 | 0 | 0 | 0 | 0 | 0 | 0 | 0 | 0 | 0 | 0
2020-05-03 16:02 | 0.00 | 0 | 0 | 0 | 0 | 0 | 0 | 0 | 0 | 0 | 0 | 0 | 0 | 0 | 0 | 0 | 0 | 0 | 0 | 0 | 0 | 0 | 0
2020-05-03 16:03 | 0.00 | 0 | 0 | 0 | 0 | 0 | 0 | 0 | 0 | 0 | 0 | 0 | 0 | 0 | 0 | 0 | 0 | 0 | 0 | 0 | 0 | 0 | 0
2020-05-03 16:04 | 0.00 | 0 | 0 | 0 | 0 | 0 | 0 | 0 | 0 | 0 | 0 | 0 | 0 | 0 | 0 | 0 | 0 | 0 | 0 | 0 | 0 | 0 | 0
2020-05-03 16:05 | 0.00 | 0 | 0 | 0 | 0 | 0 | 0 | 0 | 0 | 0 | 0 | 0 | 0 | 0 | 0 | 0 | 0 | 0 | 0 | 0 | 0 | 0 | 0
2020-05-03 16:06 | 0.00 | 0 | 0 | 0 | 0 | 0 | 0 | 0 | 0 | 0 | 0 | 0 | 0 | 0 | 0 | 0 | 0 | 0 | 0 | 0 | 0 | 0 | 0
2020-05-03 16:07 | 0.00 | 21.0555 | 19.9593 | 17.1947 | 25.1718 | 17.1625 | 24.6284 | 31.2371 | 17.1258 | 19.2015 | 17.2924 | 15.3671 | 17.1474 | 8.7481 | 8.6844 | 17.2789 | 18.5906 | 32.9883 | 33.1069 | 33.1069 | 8.6844 | 28.6975 | 8.4773
2020-05-03 16:08 | 0.00 | 101.3431 | 89.8247 | 81.9298 | 112.9094 | 81.8995 | 118.3096 | 134.9031 | 81.8648 | 86.542 | 82.0205 | 73.6447 | 81.8852 | 26.5486 | 25.9333 | 82.008 | 82.8787 | 149.5309 | 149.5738 | 149.5738 | 25.9333 | 132.8048 | 23.2254
2020-05-03 16:09 | 0.00 | 170.3029 | 146.4929 | 145.3989 | 173.2277 | 145.3863 | 191.2364 | 192.078 | 145.3714 | 142.9439 | 145.4334 | 136.2379 | 145.3802 | 71.3862 | 70.704 | 145.4289 | 144.9993 | 219.1381 | 219.0617 | 219.0617 | 70.704 | 202.4887 | 67.674
2020-05-03 16:10 | 0.00 | 219.0508 | 183.8806 | 191.9305 | 210.2943 | 191.9375 | 241.6052 | 221.9162 | 191.9443 | 180.7111 | 191.9029 | 183.6634 | 191.9405 | 115.5995 | 115.2306 | 191.9073 | 190.0411 | 260.7863 | 260.6133 | 260.6133 | 115.2306 | 246.7237 | 113.7518
2020-05-03 16:11 | 0.00 | 246.1354 | 200.0007 | 217.4295 | 225.1806 | 217.4497 | 270.174 | 228.7412 | 217.4711 | 197.3603 | 217.3604 | 210.4014 | 217.4587 | 143.4814 | 143.5031 | 217.3707 | 214.5432 | 279.7112 | 279.4884 | 279.4884 | 143.5031 | 268.5157 | 143.9465
2020-05-03 16:12 | 0.00 | 253.6912 | 196.9676 | 223.7627 | 220.316 | 223.7864 | 279.2075 | 215.28 | 223.8117 | 194.9468 | 223.6823 | 218.1327 | 223.797 | 154.5676 | 154.9873 | 223.6942 | 220.6867 | 278.5891 | 278.3693 | 278.3693 | 154.9873 | 270.3746 | 157.3823
2020-05-03 16:13 | 0.00 | 238.994 | 172.6965 | 208.3976 | 193.5145 | 208.413 | 265.7936 | 179.6319 | 208.429 | 171.3774 | 208.3438 | 204.3023 | 208.4197 | 146.1829 | 146.978 | 208.352 | 205.8781 | 254.775 | 254.617 | 254.617 | 146.978 | 249.6187 | 151.2123
2020-05-03 16:14 | 0.00 | 200.0627 | 127.3401 | 169.975 | 144.5092 | 169.9721 | 227.434 | 122.6544 | 169.9679 | 126.7902 | 169.979 | 167.5453 | 169.9705 | 117.9208 | 119.0155 | 169.9789 | 168.8423 | 206.5679 | 206.5171 | 206.5171 | 119.0155 | 204.4462 | 124.7133
2020-05-03 16:15 | 0.00 | 143.8771 | 68.8154 | 115.0655 | 81.3213 | 115.0432 | 171.5754 | 55.0598 | 115.0173 | 68.9825 | 115.1311 | 114.2665 | 115.0325 | 75.1399 | 76.4129 | 115.1222 | 115.4113 | 141.9553 | 142.0115 | 142.0115 | 76.4129 | 142.4998 | 83.0024
2020-05-03 16:16 | 0.00 | 70.2536 | 16.8755 | 48.7384 | 21.4995 | 48.7024 | 93.3168 | 9.687 | 48.6615 | 17.2038 | 48.8469 | 49.2117 | 48.6855 | 27.8107 | 28.7508 | 48.8319 | 50.1159 | 63.0454 | 63.1781 | 63.1781 | 28.7508 | 65.1742 | 33.7786
2020-05-03 16:17 | 0.00 | 9.7282 | 2.433 | 5.2172 | 2.433 | 5.1909 | 15.7159 | 2.4096 | 5.1639 | 2.433 | 5.2969 | 5.427 | 5.1786 | 2.8819 | 2.9689 | 5.2858 | 6.3106 | 7.0814 | 7.184 | 7.184 | 2.9689 | 7.8132 | 3.6417
2020-05-03 16:18 | 0.00 | 0 | 0 | 0 | 0 | 0 | 0 | 0 | 0 | 0 | 0 | 0 | 0 | 0 | 0 | 0 | 0 | 0 | 0 | 0 | 0 | 0 | 0
2020-05-03 16:19 | 0.00 | 0 | 0 | 0 | 0 | 0 | 0 | 0 | 0 | 0 | 0 | 0 | 0 | 0 | 0 | 0 | 0 | 0 | 0 | 0 | 0 | 0 | 0
2020-05-03 16:20 | 0.00 | 0 | 0 | 0 | 0 | 0 | 0 | 0 | 0 | 0 | 0 | 0 | 0 | 0 | 0 | 0 | 0 | 0 | 0 | 0 | 0 | 0 | 0
2020-05-03 16:21 | 0.00 | 0 | 0 | 0 | 0 | 0 | 0 | 0 | 0 | 0 | 0 | 0 | 0 | 0 | 0 | 0 | 0 | 0 | 0 | 0 | 0 | 0 | 0
2020-05-03 16:22 | 0.00 | 0 | 0 | 0 | 0 | 0 | 0 | 0 | 0 | 0 | 0 | 0 | 0 | 0 | 0 | 0 | 0 | 0 | 0 | 0 | 0 | 0 | 0
2020-05-03 16:23 | 0.00 | 0 | 0 | 0 | 0 | 0 | 0 | 0 | 0 | 0 | 0 | 0 | 0 | 0 | 0 | 0 | 0 | 0 | 0 | 0 | 0 | 0 | 0
2020-05-03 16:24 | 0.00 | 0 | 0 | 0 | 0 | 0 | 0 | 0 | 0 | 0 | 0 | 0 | 0 | 0 | 0 | 0 | 0 | 0 | 0 | 0 | 0 | 0 | 0
2020-05-03 16:25 | 0.00 | 0 | 0 | 0 | 0 | 0 | 0 | 0 | 0 | 0 | 0 | 0 | 0 | 0 | 0 | 0 | 0 | 0 | 0 | 0 | 0 | 0 | 0
2020-05-03 16:26 | 0.00 | 0 | 0 | 0 | 0 | 0 | 0 | 0 | 0 | 0 | 0 | 0 | 0 | 0 | 0 | 0 | 0 | 0 | 0 | 0 | 0 | 0 | 0
2020-05-03 16:27 | 0.00 | 0 | 0 | 0 | 0 | 0 | 0 | 0 | 0 | 0 | 0 | 0 | 0 | 0 | 0 | 0 | 0 | 0 | 0 | 0 | 0 | 0 | 0
2020-05-03 16:28 | 0.00 | 0 | 0 | 0 | 0 | 0 | 0 | 0 | 0 | 0 | 0 | 0 | 0 | 0 | 0 | 0 | 0 | 0 | 0 | 0 | 0 | 0 | 0
2020-05-03 16:29 | 0.00 | 0 | 0 | 0 | 0 | 0 | 0 | 0 | 0 | 0 | 0 | 0 | 0 | 0 | 0 | 0 | 0 | 0 | 0 | 0 | 0 | 0 | 0
2020-05-03 16:30 | 0.00 | 0 | 0 | 0 | 0 | 0 | 0 | 0 | 0 | 0 | 0 | 0 | 0 | 0 | 0 | 0 | 0 | 0 | 0 | 0 | 0 | 0 | 0
2020-05-03 16:31 | 0.00 | 10.592 | 10.5553 | 10.5134 | 10.7409 | 10.4807 | 10.5479 | 10.8531 | 10.4436 | 10.5286 | 10.6124 | 10.3844 | 10.4654 | 10.1019 | 10.0652 | 10.5987 | 11.8664 | 10.5955 | 10.7086 | 10.7086 | 10.0652 | 10.585 | 9.9592
2020-05-03 16:32 | 0.00 | 47.0945 | 46.7283 | 46.6492 | 47.5382 | 46.6127 | 46.9384 | 47.8703 | 46.5711 | 46.613 | 46.7596 | 46.2751 | 46.5955 | 44.0159 | 43.956 | 46.7443 | 48.071 | 47.5374 | 47.6804 | 47.6804 | 43.956 | 47.5024 | 43.7316
2020-05-03 16:33 | 0.00 | 135.1879 | 122.3065 | 122.1552 | 136.4678 | 122.1361 | 145.6996 | 145.9294 | 122.1137 | 120.4433 | 122.2107 | 117.3125 | 122.1269 | 82.6067 | 82.2421 | 122.2033 | 122.2587 | 160.1315 | 160.1476 | 160.1476 | 82.2421 | 151.7226 | 80.6405
2020-05-03 16:34 | 0.00 | 201.3806 | 179.8345 | 184.4781 | 196.7689 | 184.4828 | 214.7579 | 204.2257 | 184.487 | 177.7767 | 184.458 | 179.1013 | 184.4847 | 134.9605 | 134.6939 | 184.4613 | 182.7674 | 227.4788 | 227.3687 | 227.3687 | 134.6939 | 218.8911 | 133.5935
2020-05-03 16:35 | 0.00 | 173.2077 | 161.9069 | 166.7191 | 167.9719 | 166.7161 | 177.3685 | 167.6098 | 166.7118 | 161.2798 | 166.7233 | 164.9876 | 166.7144 | 147.3592 | 147.3574 | 166.7232 | 165.5925 | 178.8242 | 178.8134 | 178.8134 | 147.3574 | 177.3752 | 147.4372
2020-05-03 16:36 | 0.00 | 181.4375 | 166.6105 | 173.9397 | 172.8499 | 173.9423 | 186.5927 | 170.6382 | 173.9442 | 166.0599 | 173.9261 | 172.3593 | 173.9432 | 153.8436 | 153.9332 | 173.9285 | 172.6251 | 185.9355 | 185.9019 | 185.9019 | 153.9332 | 184.8861 | 154.4634
2020-05-03 16:37 | 0.00 | 107.8135 | 104.0933 | 106.4899 | 105.297 | 106.4664 | 107.8423 | 103.6082 | 106.4393 | 104.0117 | 106.5591 | 106.161 | 106.4553 | 101.304 | 101.3158 | 106.5497 | 106.9229 | 106.4342 | 106.527 | 106.527 | 101.3158 | 107.2615 | 101.431
2020-05-03 16:38 | 0.00 | 61.3575 | 61.1385 | 61.5755 | 61.1839 | 61.5411 | 60.3954 | 60.4502 | 61.5018 | 61.1372 | 61.6793 | 61.4794 | 61.5249 | 60.3365 | 60.3007 | 61.665 | 62.8398 | 59.6396 | 59.7763 | 59.7763 | 60.3007 | 60.4341 | 60.1825
2020-05-03 16:39 | 0.00 | 59.9004 | 59.5409 | 60.0625 | 59.5947 | 60.0279 | 59.0166 | 58.8193 | 59.9884 | 59.5419 | 60.1668 | 59.9701 | 60.0116 | 58.8133 | 58.7802 | 60.1523 | 61.3378 | 58.1907 | 58.3279 | 58.3279 | 58.7802 | 58.9753 | 58.6762
2020-05-03 16:40 | 0.00 | 31.1949 | 30.3805 | 31.0165 | 30.4307 | 30.9783 | 31.0403 | 29.9784 | 30.9349 | 30.3854 | 31.1321 | 30.9392 | 30.9604 | 30.1462 | 30.1184 | 31.116 | 32.5628 | 30.0506 | 30.2006 | 30.2006 | 30.1184 | 30.5163 | 30.051
2020-05-03 16:41 | 0.00 | 2.3472 | 1.7981 | 2.0606 | 1.7981 | 2.0541 | 2.6832 | 1.7757 | 2.0466 | 1.7981 | 2.0805 | 2.0622 | 2.051 | 1.8335 | 1.8367 | 2.0777 | 2.5745 | 2.1139 | 2.1396 | 2.1396 | 1.8367 | 2.1854 | 1.8726
2020-05-03 16:42 | 0.00 | 0 | 0 | 0 | 0 | 0 | 0 | 0 | 0 | 0 | 0 | 0 | 0 | 0 | 0 | 0 | 0 | 0 | 0 | 0 | 0 | 0 | 0
2020-05-03 16:43 | 0.00 | 0 | 0 | 0 | 0 | 0 | 0 | 0 | 0 | 0 | 0 | 0 | 0 | 0 | 0 | 0 | 0 | 0 | 0 | 0 | 0 | 0 | 0
2020-05-03 16:44 | 0.00 | 0 | 0 | 0 | 0 | 0 | 0 | 0 | 0 | 0 | 0 | 0 | 0 | 0 | 0 | 0 | 0 | 0 | 0 | 0 | 0 | 0 | 0
2020-05-03 16:45 | 0.00 | 0 | 0 | 0 | 0 | 0 | 0 | 0 | 0 | 0 | 0 | 0 | 0 | 0 | 0 | 0 | 0 | 0 | 0 | 0 | 0 | 0 | 0
2020-05-03 16:46 | 0.00 | 0 | 0 | 0 | 0 | 0 | 0 | 0 | 0 | 0 | 0 | 0 | 0 | 0 | 0 | 0 | 0 | 0 | 0 | 0 | 0 | 0 | 0
2020-05-03 16:47 | 0.00 | 0 | 0 | 0 | 0 | 0 | 0 | 0 | 0 | 0 | 0 | 0 | 0 | 0 | 0 | 0 | 0 | 0 | 0 | 0 | 0 | 0 | 0
2020-05-03 16:48 | 0.00 | 0 | 0 | 0 | 0 | 0 | 0 | 0 | 0 | 0 | 0 | 0 | 0 | 0 | 0 | 0 | 0 | 0 | 0 | 0 | 0 | 0 | 0
2020-05-03 16:49 | 0.00 | 0 | 0 | 0 | 0 | 0 | 0 | 0 | 0 | 0 | 0 | 0 | 0 | 0 | 0 | 0 | 0 | 0 | 0 | 0 | 0 | 0 | 0
2020-05-03 16:50 | 0.00 | 0 | 0 | 0 | 0 | 0 | 0 | 0 | 0 | 0 | 0 | 0 | 0 | 0 | 0 | 0 | 0 | 0 | 0 | 0 | 0 | 0 | 0
2020-05-03 16:51 | 0.00 | 0 | 0 | 0 | 0 | 0 | 0 | 0 | 0 | 0 | 0 | 0 | 0 | 0 | 0 | 0 | 0 | 0 | 0 | 0 | 0 | 0 | 0
2020-05-03 16:52 | 0.00 | 0 | 0 | 0 | 0 | 0 | 0 | 0 | 0 | 0 | 0 | 0 | 0 | 0 | 0 | 0 | 0 | 0 | 0 | 0 | 0 | 0 | 0
2020-05-03 16:53 | 0.00 | 0 | 0 | 0 | 0 | 0 | 0 | 0 | 0 | 0 | 0 | 0 | 0 | 0 | 0 | 0 | 0 | 0 | 0 | 0 | 0 | 0 | 0
2020-05-03 16:54 | 0.00 | 0 | 0 | 0 | 0 | 0 | 0 | 0 | 0 | 0 | 0 | 0 | 0 | 0 | 0 | 0 | 0 | 0 | 0 | 0 | 0 | 0 | 0
2020-05-03 16:55 | 0.00 | 5.3589 | 5.342 | 5.3764 | 5.3517 | 5.3501 | 5.2757 | 5.2897 | 5.3202 | 5.3406 | 5.456 | 5.315 | 5.3378 | 5.226 | 5.1966 | 5.445 | 6.6479 | 5.0697 | 5.1727 | 5.1727 | 5.1966 | 5.1599 | 5.0959
2020-05-03 16:56 | 0.00 | 34.4086 | 34.3622 | 34.5331 | 34.416 | 34.4953 | 33.8616 | 34.0773 | 34.4523 | 34.3546 | 34.6474 | 34.4241 | 34.4776 | 33.7585 | 33.715 | 34.6316 | 36.0491 | 33.4195 | 33.568 | 33.568 | 33.715 | 33.8524 | 33.5643
2020-05-03 16:57 | 0.00 | 75.8275 | 75.1524 | 75.5013 | 75.8772 | 75.4693 | 75.2025 | 75.6155 | 75.4328 | 75.0579 | 75.5973 | 75.172 | 75.4543 | 72.3063 | 72.2535 | 75.5841 | 76.5779 | 75.2363 | 75.3625 | 75.3625 | 72.2535 | 75.6808 | 72.0542
2020-05-03 16:58 | 0.00 | 123.0083 | 121.2501 | 122.1916 | 122.5689 | 122.1716 | 122.3041 | 121.9865 | 122.1484 | 121.0938 | 122.2495 | 121.7107 | 122.1621 | 116.6248 | 116.5839 | 122.2417 | 122.3535 | 122.3704 | 122.45 | 122.45 | 116.5839 | 123.0047 | 116.43
2020-05-03 16:59 | 0.00 | 151.3425 | 146.7687 | 149.1516 | 149.1426 | 149.1407 | 151.6726 | 148.0602 | 149.1277 | 146.5281 | 149.1805 | 148.44 | 149.1355 | 140.2376 | 140.2294 | 149.1768 | 148.6184 | 151.4996 | 151.541 | 151.541 | 140.2294 | 151.9392 | 140.2367
2020-05-03 17:00 | 0.00 | 196.0537 | 179.024 | 187.4425 | 186.0706 | 187.4478 | 202.1708 | 183.5326 | 187.4527 | 178.4104 | 187.4203 | 185.6786 | 187.45 | 164.9356 | 165.047 | 187.424 | 185.6831 | 201.334 | 201.2907 | 201.2907 | 165.047 | 200.0382 | 165.6904
2020-05-03 17:01 | 0.00 | 156.4904 | 142.3422 | 150.4203 | 146.6402 | 150.4098 | 160.6873 | 142.5456 | 150.3972 | 142.0782 | 150.4481 | 149.5168 | 150.4047 | 135.8415 | 135.9921 | 150.4446 | 149.8606 | 157.2569 | 157.2897 | 157.2897 | 135.9921 | 157.4302 | 136.8183
2020-05-03 17:02 | 0.00 | 101.1733 | 97.9348 | 100.2817 | 98.6526 | 100.2552 | 100.8873 | 96.6875 | 100.2247 | 97.9152 | 100.3605 | 100.1035 | 100.2426 | 96.4844 | 96.5026 | 100.3497 | 100.9442 | 99.0077 | 99.1142 | 99.1142 | 96.5026 | 100.0881 | 96.648
2020-05-03 17:03 | 0.00 | 67.2937 | 65.9707 | 67.1083 | 66.1765 | 67.0748 | 66.6928 | 65.0109 | 67.0366 | 65.9746 | 67.2089 | 67.0094 | 67.0591 | 65.2803 | 65.2651 | 67.195 | 68.2967 | 65.4326 | 65.5654 | 65.5654 | 65.2651 | 66.2895 | 65.2506
2020-05-03 17:04 | 0.00 | 31.4875 | 31.2532 | 31.5585 | 31.2742 | 31.5204 | 31.0384 | 30.8542 | 31.4771 | 31.2545 | 31.6736 | 31.4701 | 31.5026 | 30.8685 | 30.8298 | 31.6576 | 33.0948 | 30.4248 | 30.5744 | 30.5744 | 30.8298 | 30.8714 | 30.7039
2020-05-03 17:05 | 0.00 | 5.9132 | 5.0927 | 5.4966 | 5.0927 | 5.4704 | 6.3765 | 5.0226 | 5.4405 | 5.0927 | 5.5763 | 5.4627 | 5.458 | 5.093 | 5.0789 | 5.5652 | 6.5901 | 5.3908 | 5.4937 | 5.4937 | 5.0789 | 5.5479 | 5.0668
2020-05-03 17:06 | 0.00 | 0 | 0 | 0 | 0 | 0 | 0 | 0 | 0 | 0 | 0 | 0 | 0 | 0 | 0 | 0 | 0 | 0 | 0 | 0 | 0 | 0 | 0
2020-05-03 17:07 | 0.00 | 0 | 0 | 0 | 0 | 0 | 0 | 0 | 0 | 0 | 0 | 0 | 0 | 0 | 0 | 0 | 0 | 0 | 0 | 0 | 0 | 0 | 0
2020-05-03 17:08 | 0.00 | 0 | 0 | 0 | 0 | 0 | 0 | 0 | 0 | 0 | 0 | 0 | 0 | 0 | 0 | 0 | 0 | 0 | 0 | 0 | 0 | 0 | 0
2020-05-03 17:09 | 0.00 | 0 | 0 | 0 | 0 | 0 | 0 | 0 | 0 | 0 | 0 | 0 | 0 | 0 | 0 | 0 | 0 | 0 | 0 | 0 | 0 | 0 | 0
2020-05-03 17:10 | 0.00 | 0 | 0 | 0 | 0 | 0 | 0 | 0 | 0 | 0 | 0 | 0 | 0 | 0 | 0 | 0 | 0 | 0 | 0 | 0 | 0 | 0 | 0
2020-05-03 17:11 | 0.00 | 0 | 0 | 0 | 0 | 0 | 0 | 0 | 0 | 0 | 0 | 0 | 0 | 0 | 0 | 0 | 0 | 0 | 0 | 0 | 0 | 0 | 0
2020-05-03 17:12 | 0.00 | 0 | 0 | 0 | 0 | 0 | 0 | 0 | 0 | 0 | 0 | 0 | 0 | 0 | 0 | 0 | 0 | 0 | 0 | 0 | 0 | 0 | 0
2020-05-03 17:13 | 0.00 | 0 | 0 | 0 | 0 | 0 | 0 | 0 | 0 | 0 | 0 | 0 | 0 | 0 | 0 | 0 | 0 | 0 | 0 | 0 | 0 | 0 | 0
2020-05-03 17:14 | 0.00 | 0 | 0 | 0 | 0 | 0 | 0 | 0 | 0 | 0 | 0 | 0 | 0 | 0 | 0 | 0 | 0 | 0 | 0 | 0 | 0 | 0 | 0
2020-05-03 17:15 | 0.00 | 0 | 0 | 0 | 0 | 0 | 0 | 0 | 0 | 0 | 0 | 0 | 0 | 0 | 0 | 0 | 0 | 0 | 0 | 0 | 0 | 0 | 0
2020-05-03 17:16 | 0.00 | 0 | 0 | 0 | 0 | 0 | 0 | 0 | 0 | 0 | 0 | 0 | 0 | 0 | 0 | 0 | 0 | 0 | 0 | 0 | 0 | 0 | 0
2020-05-03 17:17 | 0.00 | 0 | 0 | 0 | 0 | 0 | 0 | 0 | 0 | 0 | 0 | 0 | 0 | 0 | 0 | 0 | 0 | 0 | 0 | 0 | 0 | 0 | 0
2020-05-03 17:18 | 0.00 | 0 | 0 | 0 | 0 | 0 | 0 | 0 | 0 | 0 | 0 | 0 | 0 | 0 | 0 | 0 | 0 | 0 | 0 | 0 | 0 | 0 | 0
2020-05-03 17:19 | 0.00 | 23.1109 | 21.9982 | 19.4831 | 26.8659 | 19.4444 | 26.4186 | 32.4236 | 19.4004 | 21.291 | 19.6004 | 17.7465 | 19.4263 | 11.261 | 11.1883 | 19.5841 | 21.0692 | 34.0521 | 34.1956 | 34.1956 | 11.1883 | 30.1277 | 10.9716
2020-05-03 17:20 | 0.00 | 96.1728 | 85.4741 | 78.1787 | 106.8731 | 78.1475 | 111.9162 | 127.2668 | 78.1117 | 82.4336 | 78.2724 | 70.5042 | 78.1327 | 27.1001 | 26.5358 | 78.2595 | 79.2002 | 140.842 | 140.8987 | 140.8987 | 26.5358 | 125.3268 | 24.0614
2020-05-03 17:21 | 0.00 | 160.5436 | 138.1736 | 137.1678 | 163.2404 | 137.1523 | 180.1698 | 180.8683 | 137.1341 | 134.8418 | 137.2117 | 128.5577 | 137.1449 | 67.5249 | 66.8804 | 137.2059 | 136.9927 | 206.1319 | 206.0823 | 206.0823 | 66.8804 | 190.6103 | 64.0221
2020-05-03 17:22 | 0.00 | 199.0022 | 168.1465 | 175.3436 | 191.1692 | 175.3434 | 218.631 | 201.1407 | 175.3422 | 165.3903 | 175.3387 | 168.1397 | 175.3431 | 108.7403 | 108.4202 | 175.3399 | 174.0002 | 235.1226 | 235.0083 | 235.0083 | 108.4202 | 222.9598 | 107.1466
2020-05-03 17:23 | 0.00 | 212.1018 | 176.4247 | 189.9398 | 195.9498 | 189.9468 | 230.4693 | 198.5994 | 189.9536 | 174.3748 | 189.9123 | 184.4618 | 189.9498 | 132.3634 | 132.3699 | 189.9167 | 188.0509 | 237.7578 | 237.6328 | 237.6328 | 132.3699 | 229.2548 | 132.6726
2020-05-03 17:24 | 0.00 | 232.7096 | 182.8784 | 206.4738 | 203.3736 | 206.4882 | 254.9976 | 198.8563 | 206.5032 | 181.1062 | 206.423 | 201.5235 | 206.4946 | 145.6258 | 145.9916 | 206.4307 | 204.0257 | 254.3266 | 254.1694 | 254.1694 | 145.9916 | 247.2093 | 148.0885
2020-05-03 17:25 | 0.00 | 227.0819 | 166.9443 | 199.3356 | 185.9512 | 199.3462 | 251.2551 | 173.4007 | 199.3571 | 165.7304 | 199.2965 | 195.58 | 199.3509 | 142.4458 | 143.1638 | 199.3026 | 197.1712 | 241.3895 | 241.2638 | 241.2638 | 143.1638 | 236.7284 | 146.9938
2020-05-03 17:26 | 0.00 | 192.5861 | 133.853 | 168.3137 | 147.8227 | 168.31 | 214.4033 | 130.0661 | 168.3048 | 133.3913 | 168.3202 | 166.3009 | 168.308 | 125.5752 | 126.4522 | 168.3197 | 167.2418 | 197.5002 | 197.4674 | 197.4674 | 126.4522 | 195.9925 | 131.022
2020-05-03 17:27 | 0.00 | 134.8397 | 71.8027 | 110.6115 | 82.4957 | 110.5879 | 158.013 | 60.3784 | 110.5606 | 71.9194 | 110.6811 | 109.8674 | 110.5767 | 76.4838 | 77.5421 | 110.6717 | 111.0542 | 133.292 | 133.3594 | 133.3594 | 77.5421 | 133.7595 | 83.0296
2020-05-03 17:28 | 0.00 | 80.7159 | 30.3518 | 60.7913 | 34.9672 | 60.7571 | 101.7884 | 22.8458 | 60.7181 | 30.6732 | 60.8944 | 61.1982 | 60.741 | 40.7292 | 41.6214 | 60.8801 | 62.0366 | 73.9511 | 74.0765 | 74.0765 | 41.6214 | 76.0027 | 46.3669
2020-05-03 17:29 | 0.00 | 9.4355 | 4.1464 | 6.3884 | 4.1464 | 6.3622 | 13.3115 | 4.0973 | 6.3324 | 4.1464 | 6.4679 | 6.5045 | 6.3499 | 4.5435 | 4.6068 | 6.4569 | 7.4778 | 7.6129 | 7.7153 | 7.7153 | 4.6068 | 8.1276 | 5.0822
2020-05-03 17:30 | 0.00 | 0 | 0 | 0 | 0 | 0 | 0 | 0 | 0 | 0 | 0 | 0 | 0 | 0 | 0 | 0 | 0 | 0 | 0 | 0 | 0 | 0 | 0
2020-05-03 17:31 | 0.00 | 0 | 0 | 0 | 0 | 0 | 0 | 0 | 0 | 0 | 0 | 0 | 0 | 0 | 0 | 0 | 0 | 0 | 0 | 0 | 0 | 0 | 0
2020-05-03 17:32 | 0.00 | 0 | 0 | 0 | 0 | 0 | 0 | 0 | 0 | 0 | 0 | 0 | 0 | 0 | 0 | 0 | 0 | 0 | 0 | 0 | 0 | 0 | 0
2020-05-03 17:33 | 0.00 | 0 | 0 | 0 | 0 | 0 | 0 | 0 | 0 | 0 | 0 | 0 | 0 | 0 | 0 | 0 | 0 | 0 | 0 | 0 | 0 | 0 | 0
2020-05-03 17:34 | 0.00 | 0 | 0 | 0 | 0 | 0 | 0 | 0 | 0 | 0 | 0 | 0 | 0 | 0 | 0 | 0 | 0 | 0 | 0 | 0 | 0 | 0 | 0
2020-05-03 17:35 | 0.00 | 0 | 0 | 0 | 0 | 0 | 0 | 0 | 0 | 0 | 0 | 0 | 0 | 0 | 0 | 0 | 0 | 0 | 0 | 0 | 0 | 0 | 0
2020-05-03 17:36 | 0.00 | 0 | 0 | 0 | 0 | 0 | 0 | 0 | 0 | 0 | 0 | 0 | 0 | 0 | 0 | 0 | 0 | 0 | 0 | 0 | 0 | 0 | 0
2020-05-03 17:37 | 0.00 | 0 | 0 | 0 | 0 | 0 | 0 | 0 | 0 | 0 | 0 | 0 | 0 | 0 | 0 | 0 | 0 | 0 | 0 | 0 | 0 | 0 | 0
2020-05-03 17:38 | 0.00 | 0 | 0 | 0 | 0 | 0 | 0 | 0 | 0 | 0 | 0 | 0 | 0 | 0 | 0 | 0 | 0 | 0 | 0 | 0 | 0 | 0 | 0
2020-05-03 17:39 | 0.00 | 0 | 0 | 0 | 0 | 0 | 0 | 0 | 0 | 0 | 0 | 0 | 0 | 0 | 0 | 0 | 0 | 0 | 0 | 0 | 0 | 0 | 0
2020-05-03 17:40 | 0.00 | 0 | 0 | 0 | 0 | 0 | 0 | 0 | 0 | 0 | 0 | 0 | 0 | 0 | 0 | 0 | 0 | 0 | 0 | 0 | 0 | 0 | 0
2020-05-03 17:41 | 0.00 | 0 | 0 | 0 | 0 | 0 | 0 | 0 | 0 | 0 | 0 | 0 | 0 | 0 | 0 | 0 | 0 | 0 | 0 | 0 | 0 | 0 | 0
2020-05-03 17:42 | 0.00 | 0 | 0 | 0 | 0 | 0 | 0 | 0 | 0 | 0 | 0 | 0 | 0 | 0 | 0 | 0 | 0 | 0 | 0 | 0 | 0 | 0 | 0
2020-05-03 17:43 | 0.00 | 22.0452 | 20.3117 | 15.7532 | 28.7961 | 15.721 | 28.0795 | 38.8663 | 15.6843 | 19.0834 | 15.851 | 12.8819 | 15.7058 | 3.4262 | 3.3644 | 15.8375 | 17.1483 | 41.9758 | 42.0881 | 42.0881 | 3.3644 | 34.7887 | 3.1918
2020-05-03 17:44 | 0.00 | 97.6904 | 86.0684 | 77.901 | 109.5969 | 77.8697 | 115.0965 | 132.152 | 77.834 | 82.7209 | 77.9948 | 69.4696 | 77.855 | 22.4258 | 21.8294 | 77.9819 | 78.9249 | 147.006 | 147.0552 | 147.0552 | 21.8294 | 129.8763 | 19.2269
2020-05-03 17:45 | 0.00 | 160.6641 | 137.9106 | 136.8448 | 163.4428 | 136.8291 | 180.6941 | 181.4405 | 136.8107 | 134.5156 | 136.8891 | 128.0719 | 136.8216 | 65.9871 | 65.3312 | 136.8832 | 136.6802 | 207.1654 | 207.1139 | 207.1139 | 65.3312 | 191.3269 | 62.4222
2020-05-03 17:46 | 0.00 | 205.6443 | 172.6762 | 180.19 | 197.469 | 180.1915 | 226.8151 | 208.4164 | 180.1922 | 169.6966 | 180.1799 | 172.4111 | 180.1919 | 108.4127 | 108.0598 | 180.1819 | 178.7209 | 244.7312 | 244.5978 | 244.5978 | 108.0598 | 231.5599 | 106.6467
2020-05-03 17:47 | 0.00 | 231.8225 | 189.1748 | 205.2374 | 212.5537 | 205.251 | 254.0484 | 215.9571 | 205.2651 | 186.7165 | 205.1891 | 198.6923 | 205.257 | 136.4844 | 136.4964 | 205.1964 | 202.8491 | 262.9325 | 262.7544 | 262.7544 | 136.4964 | 252.5579 | 136.8745
2020-05-03 17:48 | 0.00 | 234.0308 | 184.9202 | 208.1075 | 205.2443 | 208.1226 | 256.0044 | 200.919 | 208.1384 | 183.1532 | 208.0543 | 203.1825 | 208.1293 | 147.7119 | 148.0674 | 208.0624 | 205.6031 | 255.5206 | 255.361 | 255.361 | 148.0674 | 248.4547 | 150.1098
2020-05-03 17:49 | 0.00 | 221.8558 | 164.2249 | 195.2397 | 182.4661 | 195.2484 | 245.0277 | 170.4634 | 195.257 | 163.0564 | 195.207 | 191.6218 | 195.2521 | 140.6003 | 141.284 | 195.2122 | 193.2276 | 235.5807 | 235.4682 | 235.4682 | 141.284 | 231.1181 | 144.9352
2020-05-03 17:50 | 0.00 | 190.4804 | 125.2181 | 163.4704 | 140.768 | 163.4647 | 214.9228 | 121.2028 | 163.4575 | 124.7055 | 163.483 | 161.241 | 163.4618 | 116.2972 | 117.2748 | 163.4817 | 162.546 | 196.3873 | 196.3563 | 196.3563 | 117.2748 | 194.4747 | 122.3695
2020-05-03 17:51 | 0.00 | 134.4147 | 68.2036 | 108.9479 | 79.4074 | 108.9238 | 158.8167 | 56.2821 | 108.896 | 68.3288 | 109.0189 | 108.1767 | 108.9124 | 73.2645 | 74.3777 | 109.0092 | 109.425 | 132.9255 | 132.9935 | 132.9935 | 74.3777 | 133.3429 | 80.1489
2020-05-03 17:52 | 0.00 | 63.2964 | 19.8305 | 45.9602 | 23.8587 | 45.9239 | 81.6955 | 13.5482 | 45.8825 | 20.1036 | 46.0699 | 46.2656 | 45.9068 | 28.5454 | 29.2981 | 46.0547 | 47.3661 | 57.7038 | 57.8397 | 57.8397 | 29.2981 | 59.3611 | 33.3255
2020-05-03 17:53 | 0.00 | 8.2962 | 3.4847 | 5.4239 | 3.4847 | 5.4043 | 12.0245 | 3.4455 | 5.3819 | 3.4847 | 5.4959 | 5.5442 | 5.3951 | 3.7789 | 3.8343 | 5.4849 | 6.509 | 6.6085 | 6.6853 | 6.6853 | 3.8343 | 7.0829 | 4.2646
2020-05-03 17:54 | 0.00 | 0 | 0 | 0 | 0 | 0 | 0 | 0 | 0 | 0 | 0 | 0 | 0 | 0 | 0 | 0 | 0 | 0 | 0 | 0 | 0 | 0 | 0
2020-05-03 17:55 | 0.00 | 0 | 0 | 0 | 0 | 0 | 0 | 0 | 0 | 0 | 0 | 0 | 0 | 0 | 0 | 0 | 0 | 0 | 0 | 0 | 0 | 0 | 0
2020-05-03 17:56 | 0.00 | 0 | 0 | 0 | 0 | 0 | 0 | 0 | 0 | 0 | 0 | 0 | 0 | 0 | 0 | 0 | 0 | 0 | 0 | 0 | 0 | 0 | 0
2020-05-03 17:57 | 0.00 | 0 | 0 | 0 | 0 | 0 | 0 | 0 | 0 | 0 | 0 | 0 | 0 | 0 | 0 | 0 | 0 | 0 | 0 | 0 | 0 | 0 | 0
2020-05-03 17:58 | 0.00 | 0 | 0 | 0 | 0 | 0 | 0 | 0 | 0 | 0 | 0 | 0 | 0 | 0 | 0 | 0 | 0 | 0 | 0 | 0 | 0 | 0 | 0
2020-05-03 17:59 | 0.00 | 0 | 0 | 0 | 0 | 0 | 0 | 0 | 0 | 0 | 0 | 0 | 0 | 0 | 0 | 0 | 0 | 0 | 0 | 0 | 0 | 0 | 0
2020-05-03 18:00 | 0.00 | 0 | 0 | 0 | 0 | 0 | 0 | 0 | 0 | 0 | 0 | 0 | 0 | 0 | 0 | 0 | 0 | 0 | 0 | 0 | 0 | 0 | 0
2020-05-03 18:01 | 0.00 | 0 | 0 | 0 | 0 | 0 | 0 | 0 | 0 | 0 | 0 | 0 | 0 | 0 | 0 | 0 | 0 | 0 | 0 | 0 | 0 | 0 | 0
2020-05-03 18:02 | 0.00 | 0 | 0 | 0 | 0 | 0 | 0 | 0 | 0 | 0 | 0 | 0 | 0 | 0 | 0 | 0 | 0 | 0 | 0 | 0 | 0 | 0 | 0
2020-05-03 18:03 | 0.00 | 0 | 0 | 0 | 0 | 0 | 0 | 0 | 0 | 0 | 0 | 0 | 0 | 0 | 0 | 0 | 0 | 0 | 0 | 0 | 0 | 0 | 0
2020-05-03 18:04 | 0.00 | 0 | 0 | 0 | 0 | 0 | 0 | 0 | 0 | 0 | 0 | 0 | 0 | 0 | 0 | 0 | 0 | 0 | 0 | 0 | 0 | 0 | 0
2020-05-03 18:05 | 0.00 | 0 | 0 | 0 | 0 | 0 | 0 | 0 | 0 | 0 | 0 | 0 | 0 | 0 | 0 | 0 | 0 | 0 | 0 | 0 | 0 | 0 | 0
2020-05-03 18:06 | 0.00 | 0 | 0 | 0 | 0 | 0 | 0 | 0 | 0 | 0 | 0 | 0 | 0 | 0 | 0 | 0 | 0 | 0 | 0 | 0 | 0 | 0 | 0
2020-05-03 18:07 | 0.00 | 4.3074 | 4.2908 | 4.319 | 4.3013 | 4.2927 | 4.2437 | 4.2528 | 4.2628 | 4.2893 | 4.3988 | 4.2577 | 4.2803 | 4.1895 | 4.16 | 4.3877 | 5.5244 | 4.0478 | 4.1509 | 4.1509 | 4.16 | 4.1232 | 4.0592
2020-05-03 18:08 | 0.00 | 20.5736 | 20.5353 | 20.6465 | 20.5675 | 20.6077 | 20.2471 | 20.3538 | 20.5636 | 20.5307 | 20.7641 | 20.5463 | 20.5896 | 20.1541 | 20.1099 | 20.7478 | 22.24 | 19.869 | 20.0212 | 20.0212 | 20.1099 | 20.1483 | 19.9578
2020-05-03 18:09 | 0.00 | 15.2339 | 15.205 | 15.2999 | 15.2135 | 15.2608 | 14.9795 | 15.0313 | 15.2163 | 15.2038 | 15.4186 | 15.2086 | 15.2424 | 14.9488 | 14.9047 | 15.4021 | 16.9211 | 14.6033 | 14.7568 | 14.7568 | 14.9047 | 14.8363 | 14.7537
2020-05-03 18:10 | 0.00 | 38.6447 | 38.5948 | 38.8128 | 38.6146 | 38.776 | 38.007 | 38.1871 | 38.7341 | 38.5926 | 38.9241 | 38.7177 | 38.7587 | 38.0378 | 37.9963 | 38.9087 | 40.2561 | 37.4777 | 37.6228 | 37.6228 | 37.9963 | 37.9901 | 37.8538
2020-05-03 18:11 | 0.00 | 80.2223 | 80.0904 | 80.5418 | 80.1513 | 80.5108 | 78.9385 | 79.2959 | 80.4753 | 80.0842 | 80.6348 | 80.4381 | 80.4961 | 78.9691 | 78.9341 | 80.622 | 81.5463 | 78.1567 | 78.2811 | 78.2811 | 78.9341 | 79.1461 | 78.8137
2020-05-03 18:12 | 0.00 | 111.4223 | 110.3635 | 111.355 | 110.8227 | 111.3315 | 110.1584 | 109.6464 | 111.3043 | 110.3217 | 111.424 | 111.1601 | 111.3203 | 108.2081 | 108.1865 | 111.4146 | 111.7857 | 109.2611 | 109.357 | 109.357 | 108.1865 | 110.3962 | 108.124
2020-05-03 18:13 | 0.00 | 185.5499 | 155.1342 | 172.1975 | 164.1573 | 172.1967 | 196.4216 | 156.3653 | 172.1947 | 154.6131 | 172.195 | 170.4778 | 172.196 | 143.9265 | 144.3042 | 172.1958 | 170.9092 | 189.9558 | 189.9256 | 189.9256 | 144.3042 | 188.8354 | 146.3139
2020-05-03 18:14 | 0.00 | 197.5423 | 127.8928 | 168.672 | 144.6072 | 168.6687 | 223.6586 | 123.86 | 168.664 | 127.33 | 168.6771 | 166.2669 | 168.6669 | 118.1038 | 119.1484 | 168.6768 | 167.5669 | 204.1427 | 204.0955 | 204.0955 | 119.1484 | 201.9859 | 124.5899
2020-05-03 18:15 | 0.00 | 130.4156 | 84.1223 | 112.6877 | 92.1636 | 112.6653 | 147.0232 | 75.671 | 112.6395 | 84.184 | 112.7531 | 112.0644 | 112.6547 | 86.6943 | 87.4602 | 112.7442 | 113.0307 | 128.8704 | 128.9381 | 128.9381 | 87.4602 | 129.4645 | 91.4429
2020-05-03 18:16 | 0.00 | 16.8343 | 13.7976 | 15.7363 | 14.1747 | 15.6973 | 17.8071 | 13.023 | 15.653 | 13.8162 | 15.8546 | 15.6532 | 15.679 | 14.1266 | 14.1368 | 15.8382 | 17.3464 | 16.0155 | 16.1681 | 16.1681 | 14.1368 | 16.2919 | 14.2654
2020-05-03 18:17 | 0.00 | 1.257 | 1.2438 | 1.2605 | 1.2438 | 1.2408 | 1.2379 | 1.2177 | 1.2183 | 1.2438 | 1.3205 | 1.2176 | 1.2315 | 1.2047 | 1.1826 | 1.3122 | 2.0987 | 1.0948 | 1.1656 | 1.1656 | 1.1826 | 1.1286 | 1.1125
2020-05-03 18:18 | 0.00 | 0 | 0 | 0 | 0 | 0 | 0 | 0 | 0 | 0 | 0 | 0 | 0 | 0 | 0 | 0 | 0 | 0 | 0 | 0 | 0 | 0 | 0
2020-05-03 18:19 | 0.00 | 0 | 0 | 0 | 0 | 0 | 0 | 0 | 0 | 0 | 0 | 0 | 0 | 0 | 0 | 0 | 0 | 0 | 0 | 0 | 0 | 0 | 0
2020-05-03 18:20 | 0.00 | 0 | 0 | 0 | 0 | 0 | 0 | 0 | 0 | 0 | 0 | 0 | 0 | 0 | 0 | 0 | 0 | 0 | 0 | 0 | 0 | 0 | 0
2020-05-03 18:21 | 0.00 | 0 | 0 | 0 | 0 | 0 | 0 | 0 | 0 | 0 | 0 | 0 | 0 | 0 | 0 | 0 | 0 | 0 | 0 | 0 | 0 | 0 | 0
2020-05-03 18:22 | 0.00 | 0 | 0 | 0 | 0 | 0 | 0 | 0 | 0 | 0 | 0 | 0 | 0 | 0 | 0 | 0 | 0 | 0 | 0 | 0 | 0 | 0 | 0
2020-05-03 18:23 | 0.00 | 0 | 0 | 0 | 0 | 0 | 0 | 0 | 0 | 0 | 0 | 0 | 0 | 0 | 0 | 0 | 0 | 0 | 0 | 0 | 0 | 0 | 0
2020-05-03 18:24 | 0.00 | 0 | 0 | 0 | 0 | 0 | 0 | 0 | 0 | 0 | 0 | 0 | 0 | 0 | 0 | 0 | 0 | 0 | 0 | 0 | 0 | 0 | 0
2020-05-03 18:25 | 0.00 | 0 | 0 | 0 | 0 | 0 | 0 | 0 | 0 | 0 | 0 | 0 | 0 | 0 | 0 | 0 | 0 | 0 | 0 | 0 | 0 | 0 | 0
2020-05-03 18:26 | 0.00 | 0 | 0 | 0 | 0 | 0 | 0 | 0 | 0 | 0 | 0 | 0 | 0 | 0 | 0 | 0 | 0 | 0 | 0 | 0 | 0 | 0 | 0
2020-05-03 18:27 | 0.00 | 0 | 0 | 0 | 0 | 0 | 0 | 0 | 0 | 0 | 0 | 0 | 0 | 0 | 0 | 0 | 0 | 0 | 0 | 0 | 0 | 0 | 0
2020-05-03 18:28 | 0.00 | 0 | 0 | 0 | 0 | 0 | 0 | 0 | 0 | 0 | 0 | 0 | 0 | 0 | 0 | 0 | 0 | 0 | 0 | 0 | 0 | 0 | 0
2020-05-03 18:29 | 0.00 | 0 | 0 | 0 | 0 | 0 | 0 | 0 | 0 | 0 | 0 | 0 | 0 | 0 | 0 | 0 | 0 | 0 | 0 | 0 | 0 | 0 | 0
2020-05-03 18:30 | 0.00 | 0 | 0 | 0 | 0 | 0 | 0 | 0 | 0 | 0 | 0 | 0 | 0 | 0 | 0 | 0 | 0 | 0 | 0 | 0 | 0 | 0 | 0
2020-05-03 18:31 | 0.00 | 6.2706 | 6.2462 | 6.2698 | 6.2872 | 6.2369 | 6.1954 | 6.2524 | 6.1996 | 6.2403 | 6.3694 | 6.1843 | 6.2215 | 6.0624 | 6.0256 | 6.3555 | 7.6794 | 5.9933 | 6.122 | 6.122 | 6.0256 | 6.0734 | 5.8998
2020-05-03 18:32 | 0.00 | 30.1981 | 30.1087 | 30.2366 | 30.2359 | 30.1985 | 29.7844 | 30.0129 | 30.1551 | 30.0909 | 30.3521 | 30.1023 | 30.1806 | 29.3579 | 29.3119 | 30.3361 | 31.7796 | 29.471 | 29.6207 | 29.6207 | 29.3119 | 29.7943 | 29.1509
2020-05-03 18:33 | 0.00 | 52.3019 | 51.7123 | 51.9377 | 52.3607 | 51.9025 | 51.9998 | 52.2964 | 51.8623 | 51.6272 | 52.044 | 51.6314 | 51.8859 | 49.3326 | 49.2776 | 52.0293 | 53.2612 | 52.1098 | 52.248 | 52.248 | 49.2776 | 52.3233 | 49.0728
2020-05-03 18:34 | 0.00 | 47.7622 | 47.7262 | 47.9866 | 47.7377 | 47.9503 | 46.955 | 47.2072 | 47.909 | 47.7249 | 48.0963 | 47.8927 | 47.9333 | 47.0744 | 47.0335 | 48.0811 | 49.3917 | 46.3543 | 46.4977 | 46.4977 | 47.0335 | 46.9877 | 46.8929
2020-05-03 18:35 | 0.00 | 75.1152 | 75.0459 | 75.4518 | 75.0735 | 75.4198 | 73.8727 | 74.2607 | 75.3832 | 75.0431 | 75.548 | 75.3563 | 75.4047 | 74.0476 | 74.0115 | 75.5347 | 76.5311 | 73.1052 | 73.2331 | 73.2331 | 74.0115 | 74.0564 | 73.8869
2020-05-03 18:36 | 0.00 | 117.5944 | 115.6963 | 117.1392 | 116.4218 | 117.1193 | 116.6502 | 115.0577 | 117.0961 | 115.6369 | 117.197 | 116.896 | 117.1098 | 113.1642 | 113.1554 | 117.1892 | 117.2987 | 115.621 | 115.7026 | 115.7026 | 113.1554 | 116.7083 | 113.1542
2020-05-03 18:37 | 0.00 | 115.6163 | 114.4684 | 115.6148 | 114.8323 | 115.5923 | 114.2438 | 113.4352 | 115.5663 | 114.4441 | 115.6808 | 115.4623 | 115.5817 | 112.6324 | 112.6186 | 115.6719 | 115.9702 | 113.0925 | 113.1852 | 113.1852 | 112.6186 | 114.3735 | 112.5922
2020-05-03 18:38 | 0.00 | 117.0643 | 109.557 | 114.3461 | 111.3449 | 114.3247 | 118.4364 | 108.1813 | 114.2999 | 109.4937 | 114.4087 | 114.0069 | 114.3145 | 107.2837 | 107.367 | 114.4003 | 114.6205 | 115.4283 | 115.5118 | 115.5118 | 107.367 | 116.3493 | 107.8432
2020-05-03 18:39 | 0.00 | 51.5211 | 51.4049 | 51.7382 | 51.4208 | 51.7022 | 50.6784 | 50.8136 | 51.6613 | 51.4051 | 51.8467 | 51.6466 | 51.6853 | 50.7454 | 50.7067 | 51.8316 | 53.115 | 50.0054 | 50.1474 | 50.1474 | 50.7067 | 50.6907 | 50.5762
2020-05-03 18:40 | 0.00 | 22.2012 | 22.1238 | 22.2888 | 22.1304 | 22.2502 | 21.8417 | 21.8488 | 22.2063 | 22.1241 | 22.4056 | 22.2 | 22.2321 | 21.8163 | 21.774 | 22.3894 | 23.866 | 21.3795 | 21.531 | 21.531 | 21.774 | 21.7069 | 21.6312
2020-05-03 18:41 | 0.00 | 1.8114 | 1.7967 | 1.8165 | 1.7967 | 1.7967 | 1.7848 | 1.7652 | 1.7743 | 1.7967 | 1.8764 | 1.7735 | 1.7875 | 1.7515 | 1.7294 | 1.8681 | 2.6411 | 1.6296 | 1.707 | 1.707 | 1.7294 | 1.6765 | 1.654
2020-05-03 18:42 | 0.00 | 0 | 0 | 0 | 0 | 0 | 0 | 0 | 0 | 0 | 0 | 0 | 0 | 0 | 0 | 0 | 0 | 0 | 0 | 0 | 0 | 0 | 0
2020-05-03 18:43 | 0.00 | 0 | 0 | 0 | 0 | 0 | 0 | 0 | 0 | 0 | 0 | 0 | 0 | 0 | 0 | 0 | 0 | 0 | 0 | 0 | 0 | 0 | 0
2020-05-03 18:44 | 0.00 | 0 | 0 | 0 | 0 | 0 | 0 | 0 | 0 | 0 | 0 | 0 | 0 | 0 | 0 | 0 | 0 | 0 | 0 | 0 | 0 | 0 | 0
2020-05-03 18:45 | 0.00 | 0 | 0 | 0 | 0 | 0 | 0 | 0 | 0 | 0 | 0 | 0 | 0 | 0 | 0 | 0 | 0 | 0 | 0 | 0 | 0 | 0 | 0
2020-05-03 18:46 | 0.00 | 0 | 0 | 0 | 0 | 0 | 0 | 0 | 0 | 0 | 0 | 0 | 0 | 0 | 0 | 0 | 0 | 0 | 0 | 0 | 0 | 0 | 0
2020-05-03 18:47 | 0.00 | 0 | 0 | 0 | 0 | 0 | 0 | 0 | 0 | 0 | 0 | 0 | 0 | 0 | 0 | 0 | 0 | 0 | 0 | 0 | 0 | 0 | 0
2020-05-03 18:48 | 0.00 | 0 | 0 | 0 | 0 | 0 | 0 | 0 | 0 | 0 | 0 | 0 | 0 | 0 | 0 | 0 | 0 | 0 | 0 | 0 | 0 | 0 | 0
2020-05-03 18:49 | 0.00 | 0 | 0 | 0 | 0 | 0 | 0 | 0 | 0 | 0 | 0 | 0 | 0 | 0 | 0 | 0 | 0 | 0 | 0 | 0 | 0 | 0 | 0
2020-05-03 18:50 | 0.00 | 0 | 0 | 0 | 0 | 0 | 0 | 0 | 0 | 0 | 0 | 0 | 0 | 0 | 0 | 0 | 0 | 0 | 0 | 0 | 0 | 0 | 0
2020-05-03 18:51 | 0.00 | 0 | 0 | 0 | 0 | 0 | 0 | 0 | 0 | 0 | 0 | 0 | 0 | 0 | 0 | 0 | 0 | 0 | 0 | 0 | 0 | 0 | 0
2020-05-03 18:52 | 0.00 | 0 | 0 | 0 | 0 | 0 | 0 | 0 | 0 | 0 | 0 | 0 | 0 | 0 | 0 | 0 | 0 | 0 | 0 | 0 | 0 | 0 | 0
2020-05-03 18:53 | 0.00 | 0 | 0 | 0 | 0 | 0 | 0 | 0 | 0 | 0 | 0 | 0 | 0 | 0 | 0 | 0 | 0 | 0 | 0 | 0 | 0 | 0 | 0
2020-05-03 18:54 | 0.00 | 0 | 0 | 0 | 0 | 0 | 0 | 0 | 0 | 0 | 0 | 0 | 0 | 0 | 0 | 0 | 0 | 0 | 0 | 0 | 0 | 0 | 0
2020-05-03 18:55 | 0.00 | 7.655 | 7.6211 | 7.6309 | 7.6991 | 7.6047 | 7.5853 | 7.694 | 7.575 | 7.6099 | 7.7103 | 7.5462 | 7.5925 | 7.3293 | 7.2993 | 7.6993 | 8.7929 | 7.4757 | 7.5782 | 7.5782 | 7.2993 | 7.534 | 7.1982
2020-05-03 18:56 | 0.00 | 56.3639 | 54.3479 | 53.5025 | 57.9225 | 53.4676 | 58.3736 | 60.7897 | 53.4277 | 53.847 | 53.6078 | 52.1573 | 53.4512 | 43.9574 | 43.8214 | 53.5933 | 54.8028 | 62.6115 | 62.7391 | 62.7391 | 43.8214 | 60.5427 | 43.2486
2020-05-03 18:57 | 0.00 | 97.4503 | 93.1892 | 93.2765 | 98.0405 | 93.2487 | 100.1914 | 100.8526 | 93.2167 | 92.5502 | 93.3594 | 91.5609 | 93.2355 | 79.1126 | 78.9636 | 93.348 | 94.0378 | 104.8234 | 104.9195 | 104.9195 | 78.9636 | 102.4992 | 78.3285
2020-05-03 18:58 | 0.00 | 223.2927 | 187.2553 | 195.3936 | 214.4403 | 195.4023 | 246.5374 | 226.5407 | 195.4109 | 183.9878 | 195.361 | 186.8769 | 195.406 | 116.9287 | 116.5456 | 195.3661 | 193.3818 | 266.411 | 266.2238 | 266.2238 | 116.5456 | 251.8715 | 115.005
2020-05-03 18:59 | 0.00 | 231.5065 | 190.0682 | 205.7992 | 212.6029 | 205.8137 | 252.9799 | 215.6372 | 205.8289 | 187.7118 | 205.7478 | 199.5104 | 205.8201 | 139.651 | 139.6718 | 205.7556 | 203.3479 | 261.3916 | 261.2121 | 261.2121 | 139.6718 | 251.4442 | 140.0782
2020-05-03 19:00 | 0.00 | 244.5681 | 191.0495 | 216.233 | 213.1893 | 216.2527 | 268.7279 | 208.5835 | 216.2736 | 189.125 | 216.1652 | 210.867 | 216.2615 | 150.6749 | 151.0614 | 216.1753 | 213.4582 | 268.3134 | 268.1199 | 268.1199 | 151.0614 | 260.4766 | 153.2778
2020-05-03 19:01 | 0.00 | 239.191 | 173.4624 | 208.7118 | 194.2898 | 208.7273 | 265.893 | 180.7962 | 208.7435 | 172.1242 | 208.6575 | 204.579 | 208.7341 | 146.5541 | 147.333 | 208.6657 | 206.1812 | 255.2872 | 255.128 | 255.128 | 147.333 | 250.0154 | 151.4865
2020-05-03 19:02 | 0.00 | 201.5928 | 128.9521 | 171.3904 | 146.3388 | 171.3881 | 229.0448 | 124.8141 | 171.3846 | 128.3665 | 171.3924 | 168.8812 | 171.3868 | 118.8116 | 119.8963 | 171.3926 | 170.2103 | 208.6118 | 208.5568 | 208.5568 | 119.8963 | 206.3053 | 125.5472
2020-05-03 19:03 | 0.00 | 143.1135 | 69.8798 | 114.8368 | 82.3298 | 114.8143 | 170.2816 | 56.9573 | 114.7884 | 70.0058 | 114.9025 | 113.9643 | 114.8037 | 75.2782 | 76.508 | 114.8936 | 115.1861 | 141.7808 | 141.8371 | 141.8371 | 76.508 | 142.1201 | 82.88
2020-05-03 19:04 | 0.00 | 70.7355 | 16.9952 | 48.9715 | 21.7982 | 48.9356 | 94.0379 | 9.867 | 48.8946 | 17.3085 | 49.08 | 49.3804 | 48.9187 | 27.5654 | 28.4994 | 49.065 | 50.3474 | 63.9646 | 64.0968 | 64.0968 | 28.4994 | 65.9325 | 33.5006
2020-05-03 19:05 | 0.00 | 8.8481 | 1.4228 | 4.2571 | 1.4228 | 4.2374 | 15.2111 | 1.4137 | 4.215 | 1.4228 | 4.3168 | 4.4598 | 4.2282 | 1.8912 | 1.9754 | 4.3085 | 5.2268 | 6.3312 | 6.408 | 6.408 | 1.9754 | 6.9967 | 2.6207
2020-05-03 19:06 | 0.00 | 0 | 0 | 0 | 0 | 0 | 0 | 0 | 0 | 0 | 0 | 0 | 0 | 0 | 0 | 0 | 0 | 0 | 0 | 0 | 0 | 0 | 0
2020-05-03 19:07 | 0.00 | 0 | 0 | 0 | 0 | 0 | 0 | 0 | 0 | 0 | 0 | 0 | 0 | 0 | 0 | 0 | 0 | 0 | 0 | 0 | 0 | 0 | 0
2020-05-03 19:08 | 0.00 | 0 | 0 | 0 | 0 | 0 | 0 | 0 | 0 | 0 | 0 | 0 | 0 | 0 | 0 | 0 | 0 | 0 | 0 | 0 | 0 | 0 | 0
2020-05-03 19:09 | 0.00 | 0 | 0 | 0 | 0 | 0 | 0 | 0 | 0 | 0 | 0 | 0 | 0 | 0 | 0 | 0 | 0 | 0 | 0 | 0 | 0 | 0 | 0
2020-05-03 19:10 | 0.00 | 0 | 0 | 0 | 0 | 0 | 0 | 0 | 0 | 0 | 0 | 0 | 0 | 0 | 0 | 0 | 0 | 0 | 0 | 0 | 0 | 0 | 0
2020-05-03 19:11 | 0.00 | 0 | 0 | 0 | 0 | 0 | 0 | 0 | 0 | 0 | 0 | 0 | 0 | 0 | 0 | 0 | 0 | 0 | 0 | 0 | 0 | 0 | 0
2020-05-03 19:12 | 0.00 | 0 | 0 | 0 | 0 | 0 | 0 | 0 | 0 | 0 | 0 | 0 | 0 | 0 | 0 | 0 | 0 | 0 | 0 | 0 | 0 | 0 | 0
2020-05-03 19:13 | 0.00 | 0 | 0 | 0 | 0 | 0 | 0 | 0 | 0 | 0 | 0 | 0 | 0 | 0 | 0 | 0 | 0 | 0 | 0 | 0 | 0 | 0 | 0
2020-05-03 19:14 | 0.00 | 0 | 0 | 0 | 0 | 0 | 0 | 0 | 0 | 0 | 0 | 0 | 0 | 0 | 0 | 0 | 0 | 0 | 0 | 0 | 0 | 0 | 0
2020-05-03 19:15 | 0.00 | 0 | 0 | 0 | 0 | 0 | 0 | 0 | 0 | 0 | 0 | 0 | 0 | 0 | 0 | 0 | 0 | 0 | 0 | 0 | 0 | 0 | 0
2020-05-03 19:16 | 0.00 | 0 | 0 | 0 | 0 | 0 | 0 | 0 | 0 | 0 | 0 | 0 | 0 | 0 | 0 | 0 | 0 | 0 | 0 | 0 | 0 | 0 | 0
2020-05-03 19:17 | 0.00 | 0 | 0 | 0 | 0 | 0 | 0 | 0 | 0 | 0 | 0 | 0 | 0 | 0 | 0 | 0 | 0 | 0 | 0 | 0 | 0 | 0 | 0
2020-05-03 19:18 | 0.00 | 0 | 0 | 0 | 0 | 0 | 0 | 0 | 0 | 0 | 0 | 0 | 0 | 0 | 0 | 0 | 0 | 0 | 0 | 0 | 0 | 0 | 0
2020-05-03 19:19 | 0.00 | 8.1242 | 8.1042 | 8.1561 | 8.1131 | 8.1234 | 7.9925 | 8.0165 | 8.0861 | 8.1029 | 8.2555 | 8.0805 | 8.108 | 7.9506 | 7.9138 | 8.2417 | 9.5187 | 7.7197 | 7.8482 | 7.8482 | 7.9138 | 7.8532 | 7.7882
2020-05-03 19:20 | 0.00 | 47.59 | 47.5225 | 47.7483 | 47.6119 | 47.7121 | 46.8486 | 47.1672 | 47.6708 | 47.51 | 47.8578 | 47.6269 | 47.695 | 46.665 | 46.622 | 47.8426 | 49.148 | 46.3668 | 46.5097 | 46.5097 | 46.622 | 46.9331 | 46.472
2020-05-03 19:21 | 0.00 | 82.1452 | 81.78 | 82.2071 | 82.1254 | 82.1766 | 81.078 | 81.4835 | 82.1417 | 81.736 | 82.2982 | 82.0079 | 82.1622 | 79.8719 | 79.8302 | 82.2857 | 83.1676 | 80.6235 | 80.745 | 80.745 | 79.8302 | 81.4259 | 79.6789
2020-05-03 19:22 | 0.00 | 135.8281 | 129.8778 | 131.5918 | 134.4789 | 131.5744 | 138.222 | 135.6387 | 131.554 | 129.3266 | 131.6416 | 130.0878 | 131.566 | 117.1138 | 117.027 | 131.6349 | 131.5599 | 141.0433 | 141.1001 | 141.1001 | 117.027 | 139.6173 | 116.6828
2020-05-03 19:23 | 0.00 | 160.6042 | 155.26 | 157.9355 | 158.0791 | 157.9275 | 161.2801 | 157.0394 | 157.9177 | 154.9719 | 157.9552 | 157.1011 | 157.9236 | 147.6757 | 147.6694 | 157.9529 | 157.1824 | 161.3021 | 161.3309 | 161.3309 | 147.6694 | 161.5818 | 147.687
2020-05-03 19:24 | 0.00 | 206.8355 | 180.0832 | 193.0338 | 190.9913 | 193.0421 | 217.7887 | 187.7513 | 193.0504 | 179.146 | 193.0021 | 190.3651 | 193.0457 | 159.6183 | 159.8077 | 193.0071 | 191.1152 | 216.8508 | 216.7729 | 216.7729 | 159.8077 | 213.8598 | 160.8922
2020-05-03 19:25 | 0.00 | 173.6164 | 159.8486 | 167.694 | 164.1676 | 167.6901 | 177.4831 | 160.1701 | 167.6847 | 159.5697 | 167.7012 | 166.7687 | 167.688 | 152.8352 | 152.9808 | 167.7006 | 166.6374 | 174.2726 | 174.2809 | 174.2809 | 152.9808 | 174.553 | 153.771
2020-05-03 19:26 | 0.00 | 157.4305 | 122.6164 | 143.3682 | 130.4962 | 143.3549 | 169.6882 | 119.1986 | 143.3391 | 122.3972 | 143.4049 | 142.2565 | 143.3485 | 118.3141 | 118.8275 | 143.4001 | 143.0222 | 158.5823 | 158.6146 | 158.6146 | 118.8275 | 158.4545 | 121.518
2020-05-03 19:27 | 0.00 | 132.8552 | 63.7861 | 106.2093 | 75.3952 | 106.1843 | 158.5056 | 51.4671 | 106.1556 | 63.9204 | 106.2832 | 105.4158 | 106.1725 | 69.2204 | 70.3784 | 106.2731 | 106.7545 | 131.415 | 131.4858 | 131.4858 | 70.3784 | 131.7841 | 76.3857
2020-05-03 19:28 | 0.00 | 57.4901 | 32.3578 | 47.8334 | 35.1379 | 47.7973 | 67.2731 | 27.7226 | 47.7562 | 32.5214 | 47.9423 | 47.8765 | 47.7804 | 36.8893 | 37.3037 | 47.9272 | 49.2197 | 54.255 | 54.392 | 54.392 | 37.3037 | 55.2981 | 39.5302
2020-05-03 19:29 | 0.00 | 6.9868 | 3.8392 | 4.7622 | 3.8392 | 4.7359 | 10.1265 | 3.7883 | 4.706 | 3.8392 | 4.8419 | 4.8366 | 4.7236 | 3.8319 | 3.8246 | 4.8308 | 5.8569 | 5.4777 | 5.5806 | 5.5806 | 3.8246 | 5.8904 | 3.9753
2020-05-03 19:30 | 0.00 | 0 | 0 | 0 | 0 | 0 | 0 | 0 | 0 | 0 | 0 | 0 | 0 | 0 | 0 | 0 | 0 | 0 | 0 | 0 | 0 | 0 | 0
2020-05-03 19:31 | 0.00 | 0 | 0 | 0 | 0 | 0 | 0 | 0 | 0 | 0 | 0 | 0 | 0 | 0 | 0 | 0 | 0 | 0 | 0 | 0 | 0 | 0 | 0
2020-05-03 19:32 | 0.00 | 0 | 0 | 0 | 0 | 0 | 0 | 0 | 0 | 0 | 0 | 0 | 0 | 0 | 0 | 0 | 0 | 0 | 0 | 0 | 0 | 0 | 0
2020-05-03 19:33 | 0.00 | 0 | 0 | 0 | 0 | 0 | 0 | 0 | 0 | 0 | 0 | 0 | 0 | 0 | 0 | 0 | 0 | 0 | 0 | 0 | 0 | 0 | 0
2020-05-03 19:34 | 0.00 | 0 | 0 | 0 | 0 | 0 | 0 | 0 | 0 | 0 | 0 | 0 | 0 | 0 | 0 | 0 | 0 | 0 | 0 | 0 | 0 | 0 | 0
2020-05-03 19:35 | 0.00 | 0 | 0 | 0 | 0 | 0 | 0 | 0 | 0 | 0 | 0 | 0 | 0 | 0 | 0 | 0 | 0 | 0 | 0 | 0 | 0 | 0 | 0
2020-05-03 19:36 | 0.00 | 0 | 0 | 0 | 0 | 0 | 0 | 0 | 0 | 0 | 0 | 0 | 0 | 0 | 0 | 0 | 0 | 0 | 0 | 0 | 0 | 0 | 0
2020-05-03 19:37 | 0.00 | 0 | 0 | 0 | 0 | 0 | 0 | 0 | 0 | 0 | 0 | 0 | 0 | 0 | 0 | 0 | 0 | 0 | 0 | 0 | 0 | 0 | 0
2020-05-03 19:38 | 0.00 | 0 | 0 | 0 | 0 | 0 | 0 | 0 | 0 | 0 | 0 | 0 | 0 | 0 | 0 | 0 | 0 | 0 | 0 | 0 | 0 | 0 | 0
2020-05-03 19:39 | 0.00 | 0 | 0 | 0 | 0 | 0 | 0 | 0 | 0 | 0 | 0 | 0 | 0 | 0 | 0 | 0 | 0 | 0 | 0 | 0 | 0 | 0 | 0
2020-05-03 19:40 | 0.00 | 0 | 0 | 0 | 0 | 0 | 0 | 0 | 0 | 0 | 0 | 0 | 0 | 0 | 0 | 0 | 0 | 0 | 0 | 0 | 0 | 0 | 0
2020-05-03 19:41 | 0.00 | 0 | 0 | 0 | 0 | 0 | 0 | 0 | 0 | 0 | 0 | 0 | 0 | 0 | 0 | 0 | 0 | 0 | 0 | 0 | 0 | 0 | 0
2020-05-03 19:42 | 0.00 | 0 | 0 | 0 | 0 | 0 | 0 | 0 | 0 | 0 | 0 | 0 | 0 | 0 | 0 | 0 | 0 | 0 | 0 | 0 | 0 | 0 | 0
2020-05-03 19:43 | 0.00 | 24.3645 | 23.0646 | 20.0038 | 28.9095 | 19.9719 | 28.4037 | 35.6595 | 19.9356 | 22.2157 | 20.1003 | 17.9599 | 19.9569 | 10.5041 | 10.4405 | 20.0869 | 21.3162 | 37.7331 | 37.8468 | 37.8468 | 10.4405 | 32.9396 | 10.2914
2020-05-03 19:44 | 0.00 | 82.6806 | 73.845 | 68.9693 | 89.9282 | 68.9372 | 94.5021 | 104.6407 | 68.9004 | 71.5743 | 69.066 | 63.1767 | 68.922 | 29.2328 | 28.7784 | 69.0526 | 70.0606 | 115.4235 | 115.4957 | 115.4957 | 28.7784 | 104.1104 | 26.7757
2020-05-03 19:45 | 0.00 | 163.7143 | 140.5524 | 139.7766 | 166.1482 | 139.7625 | 183.8752 | 184.0283 | 139.7459 | 137.166 | 139.8159 | 131.0304 | 139.7557 | 69.0108 | 68.3673 | 139.8108 | 139.4927 | 210.3355 | 210.2718 | 210.2718 | 68.3673 | 194.426 | 65.5176
2020-05-03 19:46 | 0.00 | 217.3002 | 181.4383 | 189.484 | 208.5412 | 189.4899 | 240.508 | 220.6789 | 189.4953 | 178.1766 | 189.4603 | 180.9802 | 189.4923 | 111.2207 | 110.8344 | 189.4641 | 187.6859 | 260.3178 | 260.1461 | 260.1461 | 110.8344 | 245.8008 | 109.2805
2020-05-03 19:47 | 0.00 | 243.7466 | 197.4602 | 214.7947 | 222.9394 | 214.8134 | 268.0101 | 226.829 | 214.8332 | 194.7746 | 214.7302 | 207.6599 | 214.8218 | 139.9531 | 139.9641 | 214.7399 | 212.018 | 277.8866 | 277.6689 | 277.6689 | 139.9641 | 266.4822 | 140.3616
2020-05-03 19:48 | 0.00 | 251.2213 | 194.525 | 221.1599 | 218.1124 | 221.1821 | 276.8469 | 213.4227 | 221.2058 | 192.4653 | 221.0842 | 215.4451 | 221.1921 | 151.3081 | 151.7182 | 221.0955 | 218.1173 | 276.617 | 276.4027 | 276.4027 | 151.7182 | 268.2108 | 154.0715
2020-05-03 19:49 | 0.00 | 238.8965 | 172.1174 | 207.9236 | 193.3743 | 207.9386 | 266.0036 | 179.7615 | 207.9543 | 170.7453 | 207.8706 | 203.7049 | 207.9453 | 144.5441 | 145.3367 | 207.8786 | 205.4244 | 255.3999 | 255.2404 | 255.2404 | 145.3367 | 249.9751 | 149.5649
2020-05-03 19:50 | 0.00 | 201.6473 | 127.5456 | 170.8493 | 145.369 | 170.8467 | 229.6012 | 123.4568 | 170.8429 | 126.9395 | 170.8521 | 168.2755 | 170.8453 | 117.0769 | 118.1859 | 170.8522 | 169.689 | 208.9704 | 208.9148 | 208.9148 | 118.1859 | 206.5443 | 123.9628
2020-05-03 19:51 | 0.00 | 145.7161 | 68.993 | 116.0838 | 82.0877 | 116.0617 | 174.1665 | 55.5646 | 116.0362 | 69.1198 | 116.1483 | 115.1609 | 116.0512 | 74.595 | 75.885 | 116.1396 | 116.4063 | 144.508 | 144.5606 | 144.5606 | 75.885 | 144.7844 | 82.5668
2020-05-03 19:52 | 0.00 | 73.3868 | 15.704 | 49.9747 | 20.8621 | 49.9389 | 98.4443 | 8.1778 | 49.8982 | 16.0347 | 50.0828 | 50.4112 | 49.9221 | 26.9776 | 27.9808 | 50.0678 | 51.3401 | 66.2578 | 66.3885 | 66.3885 | 27.9808 | 68.315 | 33.351
2020-05-03 19:53 | 0.00 | 9.7659 | 0.96632 | 4.2692 | 0.96632 | 4.2495 | 17.4609 | 0.96562 | 4.2271 | 0.96632 | 4.3289 | 4.512 | 4.2403 | 1.5148 | 1.6154 | 4.3206 | 5.2051 | 6.7722 | 6.849 | 6.849 | 1.6154 | 7.5371 | 2.3776
2020-05-03 19:54 | 0.00 | 0 | 0 | 0 | 0 | 0 | 0 | 0 | 0 | 0 | 0 | 0 | 0 | 0 | 0 | 0 | 0 | 0 | 0 | 0 | 0 | 0 | 0
2020-05-03 19:55 | 0.00 | 0 | 0 | 0 | 0 | 0 | 0 | 0 | 0 | 0 | 0 | 0 | 0 | 0 | 0 | 0 | 0 | 0 | 0 | 0 | 0 | 0 | 0
2020-05-03 19:56 | 0.00 | 0 | 0 | 0 | 0 | 0 | 0 | 0 | 0 | 0 | 0 | 0 | 0 | 0 | 0 | 0 | 0 | 0 | 0 | 0 | 0 | 0 | 0
2020-05-03 19:57 | 0.00 | 0 | 0 | 0 | 0 | 0 | 0 | 0 | 0 | 0 | 0 | 0 | 0 | 0 | 0 | 0 | 0 | 0 | 0 | 0 | 0 | 0 | 0
2020-05-03 19:58 | 0.00 | 0 | 0 | 0 | 0 | 0 | 0 | 0 | 0 | 0 | 0 | 0 | 0 | 0 | 0 | 0 | 0 | 0 | 0 | 0 | 0 | 0 | 0
2020-05-03 19:59 | 0.00 | 0 | 0 | 0 | 0 | 0 | 0 | 0 | 0 | 0 | 0 | 0 | 0 | 0 | 0 | 0 | 0 | 0 | 0 | 0 | 0 | 0 | 0
2020-05-03 20:00 | 0.00 | 0 | 0 | 0 | 0 | 0 | 0 | 0 | 0 | 0 | 0 | 0 | 0 | 0 | 0 | 0 | 0 | 0 | 0 | 0 | 0 | 0 | 0
2020-05-03 20:01 | 0.00 | 0 | 0 | 0 | 0 | 0 | 0 | 0 | 0 | 0 | 0 | 0 | 0 | 0 | 0 | 0 | 0 | 0 | 0 | 0 | 0 | 0 | 0
2020-05-03 20:02 | 0.00 | 0 | 0 | 0 | 0 | 0 | 0 | 0 | 0 | 0 | 0 | 0 | 0 | 0 | 0 | 0 | 0 | 0 | 0 | 0 | 0 | 0 | 0
2020-05-03 20:03 | 0.00 | 0 | 0 | 0 | 0 | 0 | 0 | 0 | 0 | 0 | 0 | 0 | 0 | 0 | 0 | 0 | 0 | 0 | 0 | 0 | 0 | 0 | 0
2020-05-03 20:04 | 0.00 | 0 | 0 | 0 | 0 | 0 | 0 | 0 | 0 | 0 | 0 | 0 | 0 | 0 | 0 | 0 | 0 | 0 | 0 | 0 | 0 | 0 | 0
2020-05-03 20:05 | 0.00 | 0 | 0 | 0 | 0 | 0 | 0 | 0 | 0 | 0 | 0 | 0 | 0 | 0 | 0 | 0 | 0 | 0 | 0 | 0 | 0 | 0 | 0
2020-05-03 20:06 | 0.00 | 0 | 0 | 0 | 0 | 0 | 0 | 0 | 0 | 0 | 0 | 0 | 0 | 0 | 0 | 0 | 0 | 0 | 0 | 0 | 0 | 0 | 0
2020-05-03 20:07 | 0.00 | 22.6224 | 21.0045 | 17.1686 | 28.2967 | 17.1364 | 27.7859 | 36.8088 | 17.0998 | 19.9488 | 17.2662 | 14.6659 | 17.1213 | 6.0757 | 6.0157 | 17.2527 | 18.5441 | 39.5359 | 39.6487 | 39.6487 | 6.0157 | 33.4572 | 5.8752
2020-05-03 20:08 | 0.00 | 98.6309 | 88.1586 | 80.2117 | 110.243 | 80.1807 | 114.8382 | 131.6855 | 80.1453 | 85.0122 | 80.3046 | 72.3042 | 80.1661 | 28.7627 | 28.2075 | 80.2918 | 81.2133 | 145.2374 | 145.2885 | 145.2885 | 28.2075 | 129.0194 | 25.7929
2020-05-03 20:09 | 0.00 | 158.4206 | 137.67 | 136.2523 | 161.6192 | 136.2367 | 177.0042 | 178.7936 | 136.2184 | 134.4733 | 136.2963 | 127.9962 | 136.2292 | 70.1736 | 69.5487 | 136.2905 | 136.0822 | 202.3163 | 202.2677 | 202.2677 | 69.5487 | 187.3695 | 66.7715
2020-05-03 20:10 | 0.00 | 206.8838 | 178.298 | 185.1879 | 199.4403 | 185.194 | 224.6457 | 208.2468 | 185.1997 | 175.7751 | 185.1635 | 178.5954 | 185.1965 | 123.7171 | 123.4327 | 185.1674 | 183.3843 | 239.5544 | 239.4135 | 239.4135 | 123.4327 | 228.6414 | 122.3047
2020-05-03 20:11 | 0.00 | 209.8315 | 173.7646 | 187.3879 | 193.4693 | 187.3946 | 228.5487 | 196.176 | 187.4011 | 171.7006 | 187.3613 | 181.86 | 187.3975 | 129.6101 | 129.6166 | 187.3656 | 185.6149 | 236.0004 | 235.8743 | 235.8743 | 129.6166 | 227.2969 | 129.9204
2020-05-03 20:12 | 0.00 | 243.4301 | 191.0088 | 215.5716 | 212.8907 | 215.5913 | 267.1234 | 208.5936 | 215.6122 | 189.0919 | 215.5039 | 210.2439 | 215.6001 | 150.7079 | 151.0784 | 215.5141 | 212.9457 | 266.9954 | 266.8028 | 266.8028 | 151.0784 | 259.2232 | 153.2122
2020-05-03 20:13 | 0.00 | 235.8909 | 172.6452 | 206.548 | 192.8376 | 206.5629 | 261.4809 | 179.9508 | 206.5785 | 171.3356 | 206.4955 | 202.5285 | 206.5695 | 146.2183 | 146.9663 | 206.5034 | 204.1439 | 251.4812 | 251.3278 | 251.3278 | 146.9663 | 246.3854 | 150.9579
2020-05-03 20:14 | 0.00 | 203.1795 | 131.3258 | 173.3456 | 148.5652 | 173.3441 | 230.2191 | 127.2258 | 173.3414 | 130.7437 | 173.3451 | 170.8609 | 173.3431 | 121.218 | 122.2941 | 173.3456 | 172.1059 | 210.0974 | 210.0397 | 210.0397 | 122.2941 | 207.8325 | 127.8974
2020-05-03 20:15 | 0.00 | 121.8085 | 74.3609 | 103.4495 | 83.0537 | 103.4266 | 138.9928 | 66.4309 | 103.4003 | 74.3693 | 103.5165 | 102.6749 | 103.4158 | 75.9854 | 76.7594 | 103.5074 | 103.8299 | 121.3013 | 121.3663 | 121.3663 | 76.7594 | 121.4977 | 80.7871
2020-05-03 20:16 | 0.00 | 18.0294 | 17.8754 | 18.0635 | 17.8865 | 18.0245 | 17.7799 | 17.6411 | 17.9801 | 17.8763 | 18.1818 | 17.9762 | 18.0062 | 17.6383 | 17.597 | 18.1653 | 19.6738 | 17.2992 | 17.4522 | 17.4522 | 17.597 | 17.5766 | 17.4601
2020-05-03 20:17 | 0.00 | 6.2954 | 2.6711 | 4.163 | 2.6711 | 4.1499 | 9.0406 | 2.6428 | 4.135 | 2.6711 | 4.2026 | 4.2506 | 4.1437 | 2.8934 | 2.9421 | 4.1971 | 4.8864 | 5.0911 | 5.1423 | 5.1423 | 2.9421 | 5.4316 | 3.2818
2020-05-03 20:18 | 0.00 | 0 | 0 | 0 | 0 | 0 | 0 | 0 | 0 | 0 | 0 | 0 | 0 | 0 | 0 | 0 | 0 | 0 | 0 | 0 | 0 | 0 | 0
2020-05-03 20:19 | 0.00 | 0 | 0 | 0 | 0 | 0 | 0 | 0 | 0 | 0 | 0 | 0 | 0 | 0 | 0 | 0 | 0 | 0 | 0 | 0 | 0 | 0 | 0
2020-05-03 20:20 | 0.00 | 0 | 0 | 0 | 0 | 0 | 0 | 0 | 0 | 0 | 0 | 0 | 0 | 0 | 0 | 0 | 0 | 0 | 0 | 0 | 0 | 0 | 0
2020-05-03 20:21 | 0.00 | 0 | 0 | 0 | 0 | 0 | 0 | 0 | 0 | 0 | 0 | 0 | 0 | 0 | 0 | 0 | 0 | 0 | 0 | 0 | 0 | 0 | 0
2020-05-03 20:22 | 0.00 | 0 | 0 | 0 | 0 | 0 | 0 | 0 | 0 | 0 | 0 | 0 | 0 | 0 | 0 | 0 | 0 | 0 | 0 | 0 | 0 | 0 | 0
2020-05-03 20:23 | 0.00 | 0 | 0 | 0 | 0 | 0 | 0 | 0 | 0 | 0 | 0 | 0 | 0 | 0 | 0 | 0 | 0 | 0 | 0 | 0 | 0 | 0 | 0
2020-05-03 20:24 | 0.00 | 0 | 0 | 0 | 0 | 0 | 0 | 0 | 0 | 0 | 0 | 0 | 0 | 0 | 0 | 0 | 0 | 0 | 0 | 0 | 0 | 0 | 0
2020-05-03 20:25 | 0.00 | 0 | 0 | 0 | 0 | 0 | 0 | 0 | 0 | 0 | 0 | 0 | 0 | 0 | 0 | 0 | 0 | 0 | 0 | 0 | 0 | 0 | 0
2020-05-03 20:26 | 0.00 | 0 | 0 | 0 | 0 | 0 | 0 | 0 | 0 | 0 | 0 | 0 | 0 | 0 | 0 | 0 | 0 | 0 | 0 | 0 | 0 | 0 | 0
2020-05-03 20:27 | 0.00 | 0 | 0 | 0 | 0 | 0 | 0 | 0 | 0 | 0 | 0 | 0 | 0 | 0 | 0 | 0 | 0 | 0 | 0 | 0 | 0 | 0 | 0
2020-05-03 20:28 | 0.00 | 0 | 0 | 0 | 0 | 0 | 0 | 0 | 0 | 0 | 0 | 0 | 0 | 0 | 0 | 0 | 0 | 0 | 0 | 0 | 0 | 0 | 0
2020-05-03 20:29 | 0.00 | 0 | 0 | 0 | 0 | 0 | 0 | 0 | 0 | 0 | 0 | 0 | 0 | 0 | 0 | 0 | 0 | 0 | 0 | 0 | 0 | 0 | 0
2020-05-03 20:30 | 0.00 | 0 | 0 | 0 | 0 | 0 | 0 | 0 | 0 | 0 | 0 | 0 | 0 | 0 | 0 | 0 | 0 | 0 | 0 | 0 | 0 | 0 | 0
2020-05-03 20:31 | 0.00 | 7.9286 | 7.9095 | 7.9611 | 7.9168 | 7.9283 | 7.7991 | 7.8209 | 7.891 | 7.9085 | 8.0606 | 7.8863 | 7.9129 | 7.7644 | 7.7277 | 8.0468 | 9.3255 | 7.5256 | 7.6542 | 7.6542 | 7.7277 | 7.6576 | 7.602
2020-05-03 20:32 | 0.00 | 81.1613 | 74.0231 | 69.5683 | 87.8264 | 69.5365 | 91.0833 | 100.6653 | 69.5002 | 72.0672 | 69.6636 | 64.5857 | 69.5215 | 35.7846 | 35.3897 | 69.6505 | 70.6292 | 109.3949 | 109.473 | 109.473 | 35.3897 | 99.6344 | 33.6559
2020-05-03 20:33 | 0.00 | 77.3891 | 73.2329 | 73.5252 | 77.5702 | 73.4942 | 80.0759 | 79.9834 | 73.4588 | 72.6704 | 73.6179 | 71.9989 | 73.4797 | 60.8853 | 60.7528 | 73.6052 | 74.5232 | 83.9791 | 84.0875 | 84.0875 | 60.7528 | 81.8616 | 60.2004
2020-05-03 20:34 | 0.00 | 169.6209 | 150.3116 | 154.0842 | 165.9448 | 154.0772 | 182.0621 | 173.3051 | 154.0684 | 148.3928 | 154.1009 | 149.0584 | 154.0737 | 108.5941 | 108.3206 | 154.099 | 153.2584 | 194.1862 | 194.1319 | 194.1319 | 108.3206 | 186.0361 | 107.186
2020-05-03 20:35 | 0.00 | 229.7341 | 189.9796 | 205.3565 | 211.3268 | 205.3737 | 249.922 | 213.7853 | 205.3917 | 187.7598 | 205.297 | 199.4407 | 205.3813 | 142.2588 | 142.2958 | 205.3059 | 202.9471 | 257.4005 | 257.2076 | 257.2076 | 142.2958 | 248.2523 | 142.7678
2020-05-03 20:36 | 0.00 | 237.6664 | 194.0653 | 214.3463 | 212.6733 | 214.3686 | 257.112 | 209.3085 | 214.3923 | 192.4054 | 214.2705 | 209.7592 | 214.3786 | 158.7631 | 159.0534 | 214.2818 | 211.9661 | 257.5126 | 257.3199 | 257.3199 | 159.0534 | 251.0868 | 160.74
2020-05-03 20:37 | 0.00 | 229.0813 | 172.1181 | 202.9825 | 189.9356 | 202.9973 | 251.6634 | 177.6813 | 203.0128 | 170.9978 | 202.9303 | 199.5004 | 203.0039 | 149.4034 | 150.0938 | 202.9383 | 200.7343 | 241.9642 | 241.8196 | 241.8196 | 150.0938 | 237.8415 | 153.7664
2020-05-03 20:38 | 0.00 | 205.3442 | 137.6283 | 177.1591 | 153.9191 | 177.1593 | 230.8351 | 133.8511 | 177.1585 | 137.0671 | 177.1532 | 174.7828 | 177.1591 | 127.6789 | 128.6855 | 177.1545 | 175.79 | 211.794 | 211.7322 | 211.7322 | 128.6855 | 209.7346 | 133.9289
2020-05-03 20:39 | 0.00 | 155.2578 | 90.2139 | 130.4284 | 101.1103 | 130.4113 | 178.8232 | 77.9889 | 130.3912 | 90.3564 | 130.4774 | 129.7245 | 130.4031 | 95.3679 | 96.4728 | 130.4709 | 130.3766 | 153.1322 | 153.1692 | 153.1692 | 96.4728 | 153.8566 | 102.1885
2020-05-03 20:40 | 0.00 | 67.5177 | 21.3932 | 49.4703 | 26.1911 | 49.4349 | 86.3313 | 13.7302 | 49.3945 | 21.7001 | 49.5772 | 49.6871 | 49.4182 | 30.4481 | 31.2435 | 49.5624 | 50.808 | 62.3599 | 62.49 | 62.49 | 31.2435 | 63.8804 | 35.4661
2020-05-03 20:41 | 0.00 | 6.2268 | 5.3106 | 5.651 | 5.3106 | 5.6247 | 6.9487 | 5.2386 | 5.5949 | 5.3106 | 5.7306 | 5.6282 | 5.6124 | 5.2627 | 5.2426 | 5.7196 | 6.7445 | 5.5981 | 5.701 | 5.701 | 5.2426 | 5.7833 | 5.2171
2020-05-03 20:42 | 0.00 | 0 | 0 | 0 | 0 | 0 | 0 | 0 | 0 | 0 | 0 | 0 | 0 | 0 | 0 | 0 | 0 | 0 | 0 | 0 | 0 | 0 | 0
2020-05-03 20:43 | 0.00 | 0 | 0 | 0 | 0 | 0 | 0 | 0 | 0 | 0 | 0 | 0 | 0 | 0 | 0 | 0 | 0 | 0 | 0 | 0 | 0 | 0 | 0
2020-05-03 20:44 | 0.00 | 0 | 0 | 0 | 0 | 0 | 0 | 0 | 0 | 0 | 0 | 0 | 0 | 0 | 0 | 0 | 0 | 0 | 0 | 0 | 0 | 0 | 0
2020-05-03 20:45 | 0.00 | 0 | 0 | 0 | 0 | 0 | 0 | 0 | 0 | 0 | 0 | 0 | 0 | 0 | 0 | 0 | 0 | 0 | 0 | 0 | 0 | 0 | 0
2020-05-03 20:46 | 0.00 | 0 | 0 | 0 | 0 | 0 | 0 | 0 | 0 | 0 | 0 | 0 | 0 | 0 | 0 | 0 | 0 | 0 | 0 | 0 | 0 | 0 | 0
2020-05-03 20:47 | 0.00 | 0 | 0 | 0 | 0 | 0 | 0 | 0 | 0 | 0 | 0 | 0 | 0 | 0 | 0 | 0 | 0 | 0 | 0 | 0 | 0 | 0 | 0
2020-05-03 20:48 | 0.00 | 0 | 0 | 0 | 0 | 0 | 0 | 0 | 0 | 0 | 0 | 0 | 0 | 0 | 0 | 0 | 0 | 0 | 0 | 0 | 0 | 0 | 0
2020-05-03 20:49 | 0.00 | 0 | 0 | 0 | 0 | 0 | 0 | 0 | 0 | 0 | 0 | 0 | 0 | 0 | 0 | 0 | 0 | 0 | 0 | 0 | 0 | 0 | 0
2020-05-03 20:50 | 0.00 | 0 | 0 | 0 | 0 | 0 | 0 | 0 | 0 | 0 | 0 | 0 | 0 | 0 | 0 | 0 | 0 | 0 | 0 | 0 | 0 | 0 | 0
2020-05-03 20:51 | 0.00 | 0 | 0 | 0 | 0 | 0 | 0 | 0 | 0 | 0 | 0 | 0 | 0 | 0 | 0 | 0 | 0 | 0 | 0 | 0 | 0 | 0 | 0
2020-05-03 20:52 | 0.00 | 0 | 0 | 0 | 0 | 0 | 0 | 0 | 0 | 0 | 0 | 0 | 0 | 0 | 0 | 0 | 0 | 0 | 0 | 0 | 0 | 0 | 0
2020-05-03 20:53 | 0.00 | 0 | 0 | 0 | 0 | 0 | 0 | 0 | 0 | 0 | 0 | 0 | 0 | 0 | 0 | 0 | 0 | 0 | 0 | 0 | 0 | 0 | 0
2020-05-03 20:54 | 0.00 | 0 | 0 | 0 | 0 | 0 | 0 | 0 | 0 | 0 | 0 | 0 | 0 | 0 | 0 | 0 | 0 | 0 | 0 | 0 | 0 | 0 | 0
2020-05-03 20:55 | 0.00 | 17.7666 | 17.0696 | 15.529 | 20.101 | 15.4968 | 19.7774 | 23.5442 | 15.4601 | 16.6304 | 15.6266 | 14.4356 | 15.4817 | 10.4341 | 10.3818 | 15.6131 | 16.8493 | 24.4976 | 24.6061 | 24.6061 | 10.3818 | 22.0711 | 10.2652
2020-05-03 20:56 | 0.00 | 58.9278 | 53.256 | 50.0301 | 63.7999 | 49.9947 | 66.5926 | 73.5429 | 49.9545 | 51.7721 | 50.1367 | 46.2329 | 49.9781 | 24.4622 | 24.1611 | 50.1219 | 51.3611 | 80.4394 | 80.5515 | 80.5515 | 24.1611 | 72.9572 | 22.8565
2020-05-03 20:57 | 0.00 | 123.714 | 110.1137 | 109.9558 | 124.9233 | 109.9363 | 135.0204 | 134.9193 | 109.9136 | 108.1647 | 110.0124 | 104.8933 | 109.927 | 68.7128 | 68.3334 | 110.0048 | 110.0853 | 150.0531 | 150.0623 | 150.0623 | 68.3334 | 141.1237 | 66.6695
2020-05-03 20:58 | 0.00 | 246.3876 | 211.0165 | 218.9121 | 237.9596 | 218.934 | 269.01 | 249.9441 | 218.9575 | 207.7654 | 218.8371 | 210.466 | 218.9439 | 140.6691 | 140.286 | 218.8483 | 216.3062 | 288.8638 | 288.6089 | 288.6089 | 140.286 | 274.6423 | 138.7275
2020-05-03 20:59 | 0.00 | 255.8607 | 209.7113 | 226.957 | 235.2035 | 226.9828 | 279.9898 | 239.1048 | 227.0105 | 207.0208 | 226.87 | 219.8186 | 226.9944 | 152.0353 | 152.0459 | 226.8829 | 223.9268 | 290.0208 | 289.7676 | 289.7676 | 152.0459 | 278.6494 | 152.4318
2020-05-03 21:00 | 0.00 | 252.5618 | 196.9064 | 223.0093 | 220.1133 | 223.0325 | 277.7236 | 215.5473 | 223.0574 | 194.8759 | 222.9302 | 217.3753 | 223.043 | 154.2693 | 154.6683 | 222.942 | 219.9404 | 277.5873 | 277.3703 | 277.3703 | 154.6683 | 269.3199 | 156.9591
2020-05-03 21:01 | 0.00 | 238.7935 | 173.7303 | 208.5676 | 194.4819 | 208.583 | 265.2247 | 181.2625 | 208.5991 | 172.3851 | 208.5135 | 204.4327 | 208.5898 | 146.6338 | 147.4013 | 208.5217 | 206.042 | 254.9308 | 254.7725 | 254.7725 | 147.4013 | 249.6446 | 151.4972
2020-05-03 21:02 | 0.00 | 185.8563 | 124.1386 | 160.0424 | 139.1771 | 160.0367 | 209.1908 | 121.1383 | 160.0294 | 123.5966 | 160.0552 | 157.7947 | 160.0338 | 114.4215 | 115.3256 | 160.0538 | 159.1206 | 192.0859 | 192.0539 | 192.0539 | 115.3256 | 190.0777 | 120.0492
2020-05-03 21:03 | 0.00 | 149.4465 | 76.8146 | 121.406 | 89.2841 | 121.3857 | 176.2934 | 64.0578 | 121.3621 | 76.9263 | 121.465 | 120.5098 | 121.376 | 81.8233 | 83.0431 | 121.457 | 121.5934 | 148.1995 | 148.2461 | 148.2461 | 83.0431 | 148.5354 | 89.3594
2020-05-03 21:04 | 0.00 | 65.2081 | 20.8735 | 47.7619 | 25.3854 | 47.7261 | 83.4977 | 13.7914 | 47.6852 | 21.1642 | 47.8701 | 47.9842 | 47.7092 | 29.5639 | 30.3258 | 47.8552 | 49.1317 | 60.1003 | 60.2331 | 60.2331 | 30.3258 | 61.6065 | 34.3805
2020-05-03 21:05 | 0.00 | 3.498 | 2.8477 | 3.1291 | 2.8477 | 3.1093 | 4.0982 | 2.806 | 3.0869 | 2.8477 | 3.1889 | 3.1018 | 3.1001 | 2.8529 | 2.841 | 3.1806 | 4.1443 | 3.0771 | 3.1544 | 3.1544 | 2.841 | 3.1777 | 2.8262
2020-05-03 21:06 | 0.00 | 0 | 0 | 0 | 0 | 0 | 0 | 0 | 0 | 0 | 0 | 0 | 0 | 0 | 0 | 0 | 0 | 0 | 0 | 0 | 0 | 0 | 0
2020-05-03 21:07 | 0.00 | 0 | 0 | 0 | 0 | 0 | 0 | 0 | 0 | 0 | 0 | 0 | 0 | 0 | 0 | 0 | 0 | 0 | 0 | 0 | 0 | 0 | 0
2020-05-03 21:08 | 0.00 | 0 | 0 | 0 | 0 | 0 | 0 | 0 | 0 | 0 | 0 | 0 | 0 | 0 | 0 | 0 | 0 | 0 | 0 | 0 | 0 | 0 | 0
2020-05-03 21:09 | 0.00 | 0 | 0 | 0 | 0 | 0 | 0 | 0 | 0 | 0 | 0 | 0 | 0 | 0 | 0 | 0 | 0 | 0 | 0 | 0 | 0 | 0 | 0
2020-05-03 21:10 | 0.00 | 0 | 0 | 0 | 0 | 0 | 0 | 0 | 0 | 0 | 0 | 0 | 0 | 0 | 0 | 0 | 0 | 0 | 0 | 0 | 0 | 0 | 0
2020-05-03 21:11 | 0.00 | 0 | 0 | 0 | 0 | 0 | 0 | 0 | 0 | 0 | 0 | 0 | 0 | 0 | 0 | 0 | 0 | 0 | 0 | 0 | 0 | 0 | 0
2020-05-03 21:12 | 0.00 | 0 | 0 | 0 | 0 | 0 | 0 | 0 | 0 | 0 | 0 | 0 | 0 | 0 | 0 | 0 | 0 | 0 | 0 | 0 | 0 | 0 | 0
2020-05-03 21:13 | 0.00 | 0 | 0 | 0 | 0 | 0 | 0 | 0 | 0 | 0 | 0 | 0 | 0 | 0 | 0 | 0 | 0 | 0 | 0 | 0 | 0 | 0 | 0
2020-05-03 21:14 | 0.00 | 0 | 0 | 0 | 0 | 0 | 0 | 0 | 0 | 0 | 0 | 0 | 0 | 0 | 0 | 0 | 0 | 0 | 0 | 0 | 0 | 0 | 0
2020-05-03 21:15 | 0.00 | 0 | 0 | 0 | 0 | 0 | 0 | 0 | 0 | 0 | 0 | 0 | 0 | 0 | 0 | 0 | 0 | 0 | 0 | 0 | 0 | 0 | 0
2020-05-03 21:16 | 0.00 | 0 | 0 | 0 | 0 | 0 | 0 | 0 | 0 | 0 | 0 | 0 | 0 | 0 | 0 | 0 | 0 | 0 | 0 | 0 | 0 | 0 | 0
2020-05-03 21:17 | 0.00 | 0 | 0 | 0 | 0 | 0 | 0 | 0 | 0 | 0 | 0 | 0 | 0 | 0 | 0 | 0 | 0 | 0 | 0 | 0 | 0 | 0 | 0
2020-05-03 21:18 | 0.00 | 0 | 0 | 0 | 0 | 0 | 0 | 0 | 0 | 0 | 0 | 0 | 0 | 0 | 0 | 0 | 0 | 0 | 0 | 0 | 0 | 0 | 0
2020-05-03 21:19 | 0.00 | 2.199 | 2.1877 | 2.2074 | 2.1891 | 2.1876 | 2.1637 | 2.1555 | 2.1652 | 2.1875 | 2.2673 | 2.1637 | 2.1784 | 2.1357 | 2.1136 | 2.259 | 3.2487 | 2.0131 | 2.0905 | 2.0905 | 2.1136 | 2.0629 | 2.0379
2020-05-03 21:20 | 0.00 | 35.5526 | 35.5076 | 35.6859 | 35.5566 | 35.6482 | 34.9849 | 35.2017 | 35.6054 | 35.5007 | 35.7997 | 35.5786 | 35.6306 | 34.9037 | 34.8604 | 35.7839 | 37.1905 | 34.5286 | 34.6766 | 34.6766 | 34.8604 | 34.9779 | 34.7105
2020-05-03 21:21 | 0.00 | 57.5715 | 57.5102 | 57.812 | 57.5553 | 57.7769 | 56.6318 | 56.9527 | 57.7369 | 57.5043 | 57.9177 | 57.7069 | 57.7604 | 56.6552 | 56.6148 | 57.903 | 59.1214 | 56.0099 | 56.1487 | 56.1487 | 56.6148 | 56.7343 | 56.4746
2020-05-03 21:22 | 0.00 | 125.7806 | 122.2586 | 123.6712 | 124.7379 | 123.652 | 126.2868 | 124.6364 | 123.6298 | 121.971 | 123.7264 | 122.8457 | 123.6429 | 114.9685 | 114.9186 | 123.719 | 123.7703 | 127.1511 | 127.2227 | 127.2227 | 114.9186 | 127.0682 | 114.7339
2020-05-03 21:23 | 0.00 | 231.3545 | 197.7039 | 210.7412 | 215.8296 | 210.7585 | 248.1752 | 217.706 | 210.7767 | 195.8215 | 210.6812 | 205.7014 | 210.7662 | 157.1408 | 157.1689 | 210.6902 | 208.2252 | 254.6084 | 254.4435 | 254.4435 | 157.1689 | 247.0178 | 157.5418
2020-05-03 21:24 | 0.00 | 258.3532 | 200.686 | 227.7121 | 224.7578 | 227.7381 | 284.4575 | 220.0788 | 227.766 | 198.5779 | 227.6245 | 221.8705 | 227.7498 | 156.4324 | 156.8465 | 227.6375 | 224.6153 | 284.3811 | 284.1453 | 284.1453 | 156.8465 | 275.7762 | 159.2224
2020-05-03 21:25 | 0.00 | 242.2565 | 175.226 | 211.0938 | 196.6194 | 211.1106 | 269.5366 | 183.0466 | 211.1282 | 173.8378 | 211.0355 | 206.8308 | 211.118 | 147.2931 | 148.0838 | 211.0443 | 208.466 | 258.9806 | 258.8122 | 258.8122 | 148.0838 | 253.4925 | 152.3027
2020-05-03 21:26 | 0.00 | 207.7676 | 132.6088 | 176.4549 | 150.7349 | 176.4548 | 236.2002 | 128.6063 | 176.4537 | 131.9832 | 176.4499 | 173.8196 | 176.4544 | 121.7194 | 122.8402 | 176.4511 | 175.1074 | 215.3136 | 215.245 | 215.245 | 122.8402 | 212.8287 | 128.6776
2020-05-03 21:27 | 0.00 | 149.0985 | 72.6786 | 119.5719 | 85.8036 | 119.5509 | 177.4066 | 59.3497 | 119.5266 | 72.7953 | 119.6331 | 118.6295 | 119.541 | 78.0133 | 79.2971 | 119.6249 | 119.8128 | 147.9541 | 148.0017 | 148.0017 | 79.2971 | 148.2253 | 85.9453
2020-05-03 21:28 | 0.00 | 74.6881 | 17.4189 | 51.573 | 22.6691 | 51.5374 | 99.3595 | 9.695 | 51.4969 | 17.7505 | 51.6803 | 51.9869 | 51.5207 | 28.6445 | 29.6408 | 51.6655 | 52.922 | 67.694 | 67.8237 | 67.8237 | 29.6408 | 69.7212 | 34.9643
2020-05-03 21:29 | 0.00 | 9.1448 | 1.2974 | 4.4398 | 1.2974 | 4.4201 | 15.3285 | 1.2913 | 4.3978 | 1.2974 | 4.4995 | 4.6481 | 4.4109 | 1.8685 | 1.9644 | 4.4912 | 5.3413 | 6.6648 | 6.7415 | 6.7415 | 1.9644 | 7.3442 | 2.6757
2020-05-03 21:30 | 0.00 | 0 | 0 | 0 | 0 | 0 | 0 | 0 | 0 | 0 | 0 | 0 | 0 | 0 | 0 | 0 | 0 | 0 | 0 | 0 | 0 | 0 | 0
2020-05-03 21:31 | 0.00 | 0 | 0 | 0 | 0 | 0 | 0 | 0 | 0 | 0 | 0 | 0 | 0 | 0 | 0 | 0 | 0 | 0 | 0 | 0 | 0 | 0 | 0
2020-05-03 21:32 | 0.00 | 0 | 0 | 0 | 0 | 0 | 0 | 0 | 0 | 0 | 0 | 0 | 0 | 0 | 0 | 0 | 0 | 0 | 0 | 0 | 0 | 0 | 0
2020-05-03 21:33 | 0.00 | 0 | 0 | 0 | 0 | 0 | 0 | 0 | 0 | 0 | 0 | 0 | 0 | 0 | 0 | 0 | 0 | 0 | 0 | 0 | 0 | 0 | 0
2020-05-03 21:34 | 0.00 | 0 | 0 | 0 | 0 | 0 | 0 | 0 | 0 | 0 | 0 | 0 | 0 | 0 | 0 | 0 | 0 | 0 | 0 | 0 | 0 | 0 | 0
2020-05-03 21:35 | 0.00 | 0 | 0 | 0 | 0 | 0 | 0 | 0 | 0 | 0 | 0 | 0 | 0 | 0 | 0 | 0 | 0 | 0 | 0 | 0 | 0 | 0 | 0
2020-05-03 21:36 | 0.00 | 0 | 0 | 0 | 0 | 0 | 0 | 0 | 0 | 0 | 0 | 0 | 0 | 0 | 0 | 0 | 0 | 0 | 0 | 0 | 0 | 0 | 0
2020-05-03 21:37 | 0.00 | 0 | 0 | 0 | 0 | 0 | 0 | 0 | 0 | 0 | 0 | 0 | 0 | 0 | 0 | 0 | 0 | 0 | 0 | 0 | 0 | 0 | 0
2020-05-03 21:38 | 0.00 | 0 | 0 | 0 | 0 | 0 | 0 | 0 | 0 | 0 | 0 | 0 | 0 | 0 | 0 | 0 | 0 | 0 | 0 | 0 | 0 | 0 | 0
2020-05-03 21:39 | 0.00 | 0 | 0 | 0 | 0 | 0 | 0 | 0 | 0 | 0 | 0 | 0 | 0 | 0 | 0 | 0 | 0 | 0 | 0 | 0 | 0 | 0 | 0
2020-05-03 21:40 | 0.00 | 0 | 0 | 0 | 0 | 0 | 0 | 0 | 0 | 0 | 0 | 0 | 0 | 0 | 0 | 0 | 0 | 0 | 0 | 0 | 0 | 0 | 0
2020-05-03 21:41 | 0.00 | 0 | 0 | 0 | 0 | 0 | 0 | 0 | 0 | 0 | 0 | 0 | 0 | 0 | 0 | 0 | 0 | 0 | 0 | 0 | 0 | 0 | 0
2020-05-03 21:42 | 0.00 | 0 | 0 | 0 | 0 | 0 | 0 | 0 | 0 | 0 | 0 | 0 | 0 | 0 | 0 | 0 | 0 | 0 | 0 | 0 | 0 | 0 | 0
2020-05-03 21:43 | 0.00 | 23.4628 | 21.402 | 15.7958 | 31.7703 | 15.7636 | 30.8944 | 44.1526 | 15.7269 | 19.903 | 15.8935 | 12.3384 | 15.7484 | 1.6508 | 1.5964 | 15.8799 | 17.1167 | 47.9958 | 48.0921 | 48.0921 | 1.5964 | 39.1495 | 1.4794
2020-05-03 21:44 | 0.00 | 106.3057 | 93.028 | 83.2697 | 120.4318 | 83.2395 | 126.64 | 146.8599 | 83.205 | 89.1188 | 83.3598 | 73.4486 | 83.2253 | 19.5081 | 18.8483 | 83.3474 | 84.2046 | 163.9384 | 163.9622 | 163.9622 | 18.8483 | 143.9506 | 15.9875
2020-05-03 21:45 | 0.00 | 175.9932 | 150.2567 | 148.758 | 179.487 | 148.7467 | 198.9509 | 200.3207 | 148.7331 | 146.3587 | 148.7885 | 138.7027 | 148.7412 | 67.8253 | 67.0751 | 148.7846 | 148.2634 | 229.5168 | 229.4178 | 229.4178 | 67.0751 | 211.2858 | 63.74
2020-05-03 21:46 | 0.00 | 225.4363 | 188.1226 | 196.3607 | 216.5094 | 196.3699 | 249.6697 | 229.36 | 196.3791 | 184.6962 | 196.3262 | 187.4386 | 196.3739 | 114.2457 | 113.8346 | 196.3316 | 194.3059 | 270.5519 | 270.3535 | 270.3535 | 113.8346 | 255.3396 | 112.1725
2020-05-03 21:47 | 0.00 | 251.6566 | 203.8235 | 221.6252 | 230.3053 | 221.6477 | 276.8235 | 234.5162 | 221.6717 | 201.024 | 221.5486 | 214.1979 | 221.6578 | 143.8742 | 143.8798 | 221.56 | 218.6293 | 287.3155 | 287.0715 | 287.0715 | 143.8798 | 275.404 | 144.2604
2020-05-03 21:48 | 0.00 | 258.7797 | 200.3844 | 227.72 | 224.8031 | 227.7459 | 285.2559 | 220.1357 | 227.7738 | 198.2428 | 227.6323 | 221.7895 | 227.7577 | 155.4398 | 155.8574 | 227.6453 | 224.6234 | 285.2555 | 285.0172 | 285.0172 | 155.8574 | 276.493 | 158.2559
2020-05-03 21:49 | 0.00 | 243.944 | 175.9723 | 212.3477 | 197.7092 | 212.3651 | 271.582 | 183.9785 | 212.3834 | 174.5593 | 212.2872 | 208.0183 | 212.3728 | 147.5408 | 148.3441 | 212.2963 | 209.6681 | 260.9577 | 260.7842 | 260.7842 | 148.3441 | 255.3689 | 152.6298
2020-05-03 21:50 | 0.00 | 207.2746 | 131.5647 | 175.7404 | 149.8536 | 175.74 | 235.8929 | 127.5737 | 175.7386 | 130.9318 | 175.7364 | 173.0815 | 175.7396 | 120.5575 | 121.6875 | 175.7375 | 174.4167 | 214.9255 | 214.8577 | 214.8577 | 121.6875 | 212.3987 | 127.573
2020-05-03 21:51 | 0.00 | 149.3611 | 71.6149 | 119.3213 | 84.9759 | 119.3002 | 178.1599 | 58.0792 | 119.2758 | 71.733 | 119.3828 | 118.3618 | 119.2902 | 77.0493 | 78.3559 | 119.3745 | 119.5699 | 148.2464 | 148.2937 | 148.2937 | 78.3559 | 148.4997 | 85.1217
2020-05-03 21:52 | 0.00 | 75.8872 | 16.7628 | 52.0317 | 22.1863 | 51.9962 | 101.319 | 8.8092 | 51.9558 | 17.1088 | 52.1389 | 52.4624 | 51.9795 | 28.3656 | 29.3961 | 52.124 | 53.3756 | 68.6935 | 68.8225 | 68.8225 | 29.3961 | 70.7765 | 34.9001
2020-05-03 21:53 | 0.00 | 10.8765 | 1.1845 | 4.8128 | 1.1845 | 4.7932 | 19.1517 | 1.1827 | 4.7708 | 1.1845 | 4.8725 | 5.071 | 4.7839 | 1.8317 | 1.9418 | 4.8642 | 5.853 | 7.5637 | 7.6662 | 7.6662 | 1.9418 | 8.4604 | 2.7843
2020-05-03 21:54 | 0.00 | 0 | 0 | 0 | 0 | 0 | 0 | 0 | 0 | 0 | 0 | 0 | 0 | 0 | 0 | 0 | 0 | 0 | 0 | 0 | 0 | 0 | 0
2020-05-03 21:55 | 0.00 | 0 | 0 | 0 | 0 | 0 | 0 | 0 | 0 | 0 | 0 | 0 | 0 | 0 | 0 | 0 | 0 | 0 | 0 | 0 | 0 | 0 | 0
2020-05-03 21:56 | 0.00 | 0 | 0 | 0 | 0 | 0 | 0 | 0 | 0 | 0 | 0 | 0 | 0 | 0 | 0 | 0 | 0 | 0 | 0 | 0 | 0 | 0 | 0
2020-05-03 21:57 | 0.00 | 0 | 0 | 0 | 0 | 0 | 0 | 0 | 0 | 0 | 0 | 0 | 0 | 0 | 0 | 0 | 0 | 0 | 0 | 0 | 0 | 0 | 0
2020-05-03 21:58 | 0.00 | 0 | 0 | 0 | 0 | 0 | 0 | 0 | 0 | 0 | 0 | 0 | 0 | 0 | 0 | 0 | 0 | 0 | 0 | 0 | 0 | 0 | 0
2020-05-03 21:59 | 0.00 | 0 | 0 | 0 | 0 | 0 | 0 | 0 | 0 | 0 | 0 | 0 | 0 | 0 | 0 | 0 | 0 | 0 | 0 | 0 | 0 | 0 | 0
2020-05-03 22:00 | 0.00 | 0 | 0 | 0 | 0 | 0 | 0 | 0 | 0 | 0 | 0 | 0 | 0 | 0 | 0 | 0 | 0 | 0 | 0 | 0 | 0 | 0 | 0
2020-05-03 22:01 | 0.00 | 0 | 0 | 0 | 0 | 0 | 0 | 0 | 0 | 0 | 0 | 0 | 0 | 0 | 0 | 0 | 0 | 0 | 0 | 0 | 0 | 0 | 0
2020-05-03 22:02 | 0.00 | 0 | 0 | 0 | 0 | 0 | 0 | 0 | 0 | 0 | 0 | 0 | 0 | 0 | 0 | 0 | 0 | 0 | 0 | 0 | 0 | 0 | 0
2020-05-03 22:03 | 0.00 | 0 | 0 | 0 | 0 | 0 | 0 | 0 | 0 | 0 | 0 | 0 | 0 | 0 | 0 | 0 | 0 | 0 | 0 | 0 | 0 | 0 | 0
2020-05-03 22:04 | 0.00 | 0 | 0 | 0 | 0 | 0 | 0 | 0 | 0 | 0 | 0 | 0 | 0 | 0 | 0 | 0 | 0 | 0 | 0 | 0 | 0 | 0 | 0
2020-05-03 22:05 | 0.00 | 0 | 0 | 0 | 0 | 0 | 0 | 0 | 0 | 0 | 0 | 0 | 0 | 0 | 0 | 0 | 0 | 0 | 0 | 0 | 0 | 0 | 0
2020-05-03 22:06 | 0.00 | 0 | 0 | 0 | 0 | 0 | 0 | 0 | 0 | 0 | 0 | 0 | 0 | 0 | 0 | 0 | 0 | 0 | 0 | 0 | 0 | 0 | 0
2020-05-03 22:07 | 0.00 | 22.1801 | 20.2989 | 15.117 | 29.8713 | 15.0847 | 29.0267 | 41.3288 | 15.048 | 18.9154 | 15.2149 | 11.9233 | 15.0696 | 2.0546 | 2.0017 | 15.2013 | 16.4459 | 44.8329 | 44.9421 | 44.9421 | 2.0017 | 36.656 | 1.8755
2020-05-03 22:08 | 0.00 | 102.2318 | 89.7508 | 80.5032 | 115.6589 | 80.4725 | 121.429 | 140.7305 | 80.4373 | 86.0584 | 80.5952 | 71.2327 | 80.458 | 20.4084 | 19.7823 | 80.5825 | 81.4829 | 156.8517 | 156.8864 | 156.8864 | 19.7823 | 137.8724 | 17.0679
2020-05-03 22:09 | 0.00 | 170.386 | 145.8077 | 144.3644 | 173.7576 | 144.3515 | 192.3369 | 193.7086 | 144.3361 | 142.0839 | 144.4001 | 134.7562 | 144.3452 | 67.1872 | 66.4702 | 144.3954 | 143.9924 | 221.6633 | 221.5814 | 221.5814 | 66.4702 | 204.1775 | 63.2837
2020-05-03 22:10 | 0.00 | 221.0793 | 185.0874 | 193.0061 | 212.512 | 193.0137 | 244.4757 | 224.9479 | 193.0211 | 181.7779 | 192.9767 | 184.3835 | 193.0169 | 113.802 | 113.4034 | 192.9814 | 191.0742 | 264.7293 | 264.5461 | 264.5461 | 113.4034 | 250.0072 | 111.7904
2020-05-03 22:11 | 0.00 | 246.8099 | 200.3552 | 217.6294 | 226.0826 | 217.6497 | 271.2661 | 230.1735 | 217.6712 | 197.6359 | 217.5599 | 210.4071 | 217.6587 | 142.1458 | 142.1489 | 217.5703 | 214.7438 | 281.4799 | 281.2523 | 281.2523 | 142.1489 | 269.8992 | 142.5077
2020-05-03 22:12 | 0.00 | 254.0949 | 197.5485 | 224.0164 | 221.2072 | 224.0402 | 279.7089 | 216.6795 | 224.0657 | 195.4726 | 223.9356 | 218.2639 | 224.051 | 153.9504 | 154.3528 | 223.9476 | 220.9393 | 279.7033 | 279.4805 | 279.4805 | 154.3528 | 271.2358 | 156.6665
2020-05-03 22:13 | 0.00 | 240.3926 | 175.9741 | 210.4141 | 196.5976 | 210.4305 | 266.5754 | 183.5893 | 210.4477 | 174.629 | 210.3569 | 206.2889 | 210.4377 | 148.8162 | 149.5723 | 210.3656 | 207.8149 | 256.4867 | 256.3245 | 256.3245 | 149.5723 | 251.2272 | 153.6086
2020-05-03 22:14 | 0.00 | 194.0125 | 133.6295 | 168.83 | 148.1806 | 168.8268 | 216.7432 | 130.3105 | 168.8221 | 133.1202 | 168.8351 | 166.676 | 168.825 | 124.4288 | 125.3165 | 168.8348 | 167.7233 | 199.6507 | 199.6123 | 199.6123 | 125.3165 | 197.8877 | 129.9487
2020-05-03 22:15 | 0.00 | 151.7788 | 86.7415 | 126.7499 | 97.8305 | 126.731 | 175.6443 | 75.0042 | 126.709 | 86.851 | 126.8045 | 125.9636 | 126.722 | 91.214 | 92.3059 | 126.7971 | 126.8317 | 150.1315 | 150.1768 | 150.1768 | 92.3059 | 150.6795 | 97.9605
2020-05-03 22:16 | 0.00 | 72.2032 | 24.1021 | 52.8488 | 28.4168 | 52.8134 | 92.869 | 17.5946 | 52.773 | 24.3951 | 52.9556 | 53.2208 | 52.7967 | 33.6788 | 34.5146 | 52.9408 | 54.1846 | 65.8453 | 65.9767 | 65.9767 | 34.5146 | 67.7386 | 38.9894
2020-05-03 22:17 | 0.00 | 9.9109 | 1.9066 | 5.0896 | 1.9066 | 5.07 | 16.2945 | 1.8935 | 5.0476 | 1.9066 | 5.1499 | 5.3005 | 5.0607 | 2.4953 | 2.591 | 5.141 | 6.1632 | 7.2691 | 7.3692 | 7.3692 | 2.591 | 7.9901 | 3.3197
2020-05-03 22:18 | 0.00 | 0 | 0 | 0 | 0 | 0 | 0 | 0 | 0 | 0 | 0 | 0 | 0 | 0 | 0 | 0 | 0 | 0 | 0 | 0 | 0 | 0 | 0
2020-05-03 22:19 | 0.00 | 0 | 0 | 0 | 0 | 0 | 0 | 0 | 0 | 0 | 0 | 0 | 0 | 0 | 0 | 0 | 0 | 0 | 0 | 0 | 0 | 0 | 0
2020-05-03 22:20 | 0.00 | 0 | 0 | 0 | 0 | 0 | 0 | 0 | 0 | 0 | 0 | 0 | 0 | 0 | 0 | 0 | 0 | 0 | 0 | 0 | 0 | 0 | 0
2020-05-03 22:21 | 0.00 | 0 | 0 | 0 | 0 | 0 | 0 | 0 | 0 | 0 | 0 | 0 | 0 | 0 | 0 | 0 | 0 | 0 | 0 | 0 | 0 | 0 | 0
2020-05-03 22:22 | 0.00 | 0 | 0 | 0 | 0 | 0 | 0 | 0 | 0 | 0 | 0 | 0 | 0 | 0 | 0 | 0 | 0 | 0 | 0 | 0 | 0 | 0 | 0
2020-05-03 22:23 | 0.00 | 0 | 0 | 0 | 0 | 0 | 0 | 0 | 0 | 0 | 0 | 0 | 0 | 0 | 0 | 0 | 0 | 0 | 0 | 0 | 0 | 0 | 0
2020-05-03 22:24 | 0.00 | 0 | 0 | 0 | 0 | 0 | 0 | 0 | 0 | 0 | 0 | 0 | 0 | 0 | 0 | 0 | 0 | 0 | 0 | 0 | 0 | 0 | 0
2020-05-03 22:25 | 0.00 | 0 | 0 | 0 | 0 | 0 | 0 | 0 | 0 | 0 | 0 | 0 | 0 | 0 | 0 | 0 | 0 | 0 | 0 | 0 | 0 | 0 | 0
2020-05-03 22:26 | 0.00 | 0 | 0 | 0 | 0 | 0 | 0 | 0 | 0 | 0 | 0 | 0 | 0 | 0 | 0 | 0 | 0 | 0 | 0 | 0 | 0 | 0 | 0
2020-05-03 22:27 | 0.00 | 0 | 0 | 0 | 0 | 0 | 0 | 0 | 0 | 0 | 0 | 0 | 0 | 0 | 0 | 0 | 0 | 0 | 0 | 0 | 0 | 0 | 0
2020-05-03 22:28 | 0.00 | 0 | 0 | 0 | 0 | 0 | 0 | 0 | 0 | 0 | 0 | 0 | 0 | 0 | 0 | 0 | 0 | 0 | 0 | 0 | 0 | 0 | 0
2020-05-03 22:29 | 0.00 | 0 | 0 | 0 | 0 | 0 | 0 | 0 | 0 | 0 | 0 | 0 | 0 | 0 | 0 | 0 | 0 | 0 | 0 | 0 | 0 | 0 | 0
2020-05-03 22:30 | 0.00 | 0 | 0 | 0 | 0 | 0 | 0 | 0 | 0 | 0 | 0 | 0 | 0 | 0 | 0 | 0 | 0 | 0 | 0 | 0 | 0 | 0 | 0
2020-05-03 22:31 | 0.00 | 21.2239 | 19.5463 | 14.9747 | 27.9994 | 14.9423 | 27.2455 | 38.0789 | 14.9056 | 18.3228 | 15.0726 | 12.1273 | 14.9272 | 3.0993 | 3.0473 | 15.059 | 16.3356 | 41.1402 | 41.252 | 41.252 | 3.0473 | 33.9542 | 2.9212
2020-05-03 22:32 | 0.00 | 99.1769 | 87.1516 | 78.1832 | 112.187 | 78.152 | 117.7079 | 136.4115 | 78.1163 | 83.5807 | 78.2767 | 69.2109 | 78.1373 | 19.9739 | 19.3636 | 78.2638 | 79.2007 | 151.9064 | 151.9484 | 151.9484 | 19.3636 | 133.5943 | 16.7176
2020-05-03 22:33 | 0.00 | 164.1237 | 141.003 | 139.5926 | 167.3857 | 139.578 | 184.7632 | 186.2183 | 139.5607 | 137.4832 | 139.6337 | 130.5056 | 139.5709 | 66.5357 | 65.8519 | 139.6283 | 139.351 | 212.4016 | 212.3393 | 212.3393 | 65.8519 | 195.9578 | 62.8142
2020-05-03 22:34 | 0.00 | 183.8888 | 159.2447 | 164.1954 | 178.8361 | 164.1916 | 199.9642 | 188.0654 | 164.1864 | 156.8478 | 164.202 | 157.9345 | 164.1896 | 107.239 | 106.9128 | 164.2015 | 163.1268 | 214.9175 | 214.8316 | 214.8316 | 106.9128 | 204.543 | 105.5668
2020-05-03 22:35 | 0.00 | 182.1002 | 163.0393 | 171.0778 | 172.8023 | 171.0787 | 190.3882 | 172.6656 | 171.0788 | 162.0521 | 171.0696 | 168.3955 | 171.0789 | 141.0655 | 141.0989 | 171.0712 | 169.7976 | 192.6844 | 192.6319 | 192.6319 | 141.0989 | 189.4734 | 141.4067
2020-05-03 22:36 | 0.00 | 226.733 | 183.1734 | 203.582 | 201.4396 | 203.5953 | 246.2201 | 197.7864 | 203.609 | 181.5668 | 203.5346 | 199.1024 | 203.6011 | 149.1651 | 149.4631 | 203.5418 | 201.3204 | 246.1098 | 245.9696 | 245.9696 | 149.4631 | 239.7909 | 151.1907
2020-05-03 22:37 | 0.00 | 231.5872 | 170.1042 | 203.0718 | 189.7635 | 203.0843 | 256.4146 | 177.227 | 203.0972 | 168.8273 | 203.0268 | 199.1524 | 203.0898 | 144.3021 | 145.028 | 203.0337 | 200.7659 | 246.7124 | 246.5743 | 246.5743 | 145.028 | 241.7738 | 148.9045
2020-05-03 22:38 | 0.00 | 207.0623 | 135.6912 | 177.4217 | 152.9741 | 177.4219 | 233.8019 | 131.8302 | 177.421 | 135.092 | 177.4159 | 174.9129 | 177.4216 | 125.1531 | 126.2225 | 177.4172 | 176.0549 | 214.0619 | 213.9968 | 213.9968 | 126.2225 | 211.7872 | 131.7896
2020-05-03 22:39 | 0.00 | 141.042 | 84.95 | 119.421 | 95.1109 | 119.4011 | 161.2852 | 75.37 | 119.3779 | 84.9778 | 119.4789 | 118.567 | 119.3916 | 87.2901 | 88.2197 | 119.4711 | 119.5829 | 140.287 | 140.337 | 140.337 | 88.2197 | 140.5706 | 93.0407
2020-05-03 22:40 | 0.00 | 26.6316 | 23.6819 | 25.6131 | 24.0349 | 25.5746 | 27.4129 | 22.8323 | 25.5309 | 23.7007 | 25.7297 | 25.532 | 25.5566 | 23.8946 | 23.904 | 25.7135 | 27.1828 | 25.5589 | 25.7096 | 25.7096 | 23.904 | 25.9625 | 24.0279
2020-05-03 22:41 | 0.00 | 9.2207 | 5.4118 | 6.8288 | 5.4118 | 6.8026 | 12.3589 | 5.3447 | 6.7728 | 5.4118 | 6.9083 | 6.912 | 6.7903 | 5.5124 | 5.5389 | 6.8972 | 7.9177 | 7.6442 | 7.7467 | 7.7467 | 5.5389 | 8.0924 | 5.8258
2020-05-03 22:42 | 0.00 | 0 | 0 | 0 | 0 | 0 | 0 | 0 | 0 | 0 | 0 | 0 | 0 | 0 | 0 | 0 | 0 | 0 | 0 | 0 | 0 | 0 | 0
2020-05-03 22:43 | 0.00 | 0 | 0 | 0 | 0 | 0 | 0 | 0 | 0 | 0 | 0 | 0 | 0 | 0 | 0 | 0 | 0 | 0 | 0 | 0 | 0 | 0 | 0
2020-05-03 22:44 | 0.00 | 0 | 0 | 0 | 0 | 0 | 0 | 0 | 0 | 0 | 0 | 0 | 0 | 0 | 0 | 0 | 0 | 0 | 0 | 0 | 0 | 0 | 0
2020-05-03 22:45 | 0.00 | 0 | 0 | 0 | 0 | 0 | 0 | 0 | 0 | 0 | 0 | 0 | 0 | 0 | 0 | 0 | 0 | 0 | 0 | 0 | 0 | 0 | 0
2020-05-03 22:46 | 0.00 | 0 | 0 | 0 | 0 | 0 | 0 | 0 | 0 | 0 | 0 | 0 | 0 | 0 | 0 | 0 | 0 | 0 | 0 | 0 | 0 | 0 | 0
2020-05-03 22:47 | 0.00 | 0 | 0 | 0 | 0 | 0 | 0 | 0 | 0 | 0 | 0 | 0 | 0 | 0 | 0 | 0 | 0 | 0 | 0 | 0 | 0 | 0 | 0
2020-05-03 22:48 | 0.00 | 0 | 0 | 0 | 0 | 0 | 0 | 0 | 0 | 0 | 0 | 0 | 0 | 0 | 0 | 0 | 0 | 0 | 0 | 0 | 0 | 0 | 0
2020-05-03 22:49 | 0.00 | 0 | 0 | 0 | 0 | 0 | 0 | 0 | 0 | 0 | 0 | 0 | 0 | 0 | 0 | 0 | 0 | 0 | 0 | 0 | 0 | 0 | 0
2020-05-03 22:50 | 0.00 | 0 | 0 | 0 | 0 | 0 | 0 | 0 | 0 | 0 | 0 | 0 | 0 | 0 | 0 | 0 | 0 | 0 | 0 | 0 | 0 | 0 | 0
2020-05-03 22:51 | 0.00 | 0 | 0 | 0 | 0 | 0 | 0 | 0 | 0 | 0 | 0 | 0 | 0 | 0 | 0 | 0 | 0 | 0 | 0 | 0 | 0 | 0 | 0
2020-05-03 22:52 | 0.00 | 0 | 0 | 0 | 0 | 0 | 0 | 0 | 0 | 0 | 0 | 0 | 0 | 0 | 0 | 0 | 0 | 0 | 0 | 0 | 0 | 0 | 0
2020-05-03 22:53 | 0.00 | 0 | 0 | 0 | 0 | 0 | 0 | 0 | 0 | 0 | 0 | 0 | 0 | 0 | 0 | 0 | 0 | 0 | 0 | 0 | 0 | 0 | 0
2020-05-03 22:54 | 0.00 | 0 | 0 | 0 | 0 | 0 | 0 | 0 | 0 | 0 | 0 | 0 | 0 | 0 | 0 | 0 | 0 | 0 | 0 | 0 | 0 | 0 | 0
2020-05-03 22:55 | 0.00 | 10.5392 | 10.511 | 10.5363 | 10.5833 | 10.5103 | 10.4125 | 10.5423 | 10.4807 | 10.5006 | 10.6152 | 10.4535 | 10.4981 | 10.2094 | 10.1802 | 10.6043 | 11.6981 | 10.2761 | 10.3781 | 10.3781 | 10.1802 | 10.3753 | 10.0803
2020-05-03 22:56 | 0.00 | 36.2449 | 36.0534 | 36.0971 | 36.4419 | 36.0596 | 35.9356 | 36.4374 | 36.0168 | 35.9981 | 36.2108 | 35.8708 | 36.042 | 34.5595 | 34.5082 | 36.195 | 37.5966 | 35.9763 | 36.1236 | 36.1236 | 34.5082 | 36.1575 | 34.3231
2020-05-03 22:57 | 0.00 | 75.3423 | 74.3642 | 74.6199 | 75.5177 | 74.5879 | 75.1007 | 75.647 | 74.5513 | 74.2113 | 74.716 | 74.1432 | 74.5728 | 70.3725 | 70.3083 | 74.7027 | 75.6988 | 75.6841 | 75.8092 | 75.8092 | 70.3083 | 75.7915 | 70.0574
2020-05-03 22:58 | 0.00 | 109.6367 | 106.7375 | 108.0073 | 108.6809 | 107.9836 | 109.8688 | 108.3986 | 107.9564 | 106.5153 | 108.0768 | 107.3463 | 107.9724 | 100.9241 | 100.8787 | 108.0674 | 108.4491 | 110.2925 | 110.3819 | 110.3819 | 100.8787 | 110.408 | 100.7182
2020-05-03 22:59 | 0.00 | 235.3079 | 196.2873 | 210.9159 | 217.9175 | 210.9345 | 255.447 | 221.13 | 210.9542 | 193.9989 | 210.8517 | 204.8421 | 210.9428 | 146.9462 | 146.949 | 210.8614 | 208.4662 | 263.857 | 263.6633 | 263.6633 | 146.949 | 254.4157 | 147.2513
2020-05-03 23:00 | 0.00 | 232.4821 | 188.4135 | 208.8685 | 207.3723 | 208.8873 | 252.1484 | 204.1694 | 208.9072 | 186.7114 | 208.8037 | 204.1853 | 208.8957 | 152.1673 | 152.457 | 208.8135 | 206.4091 | 252.7227 | 252.5449 | 252.5449 | 152.457 | 246.1417 | 154.1519
2020-05-03 23:01 | 0.00 | 127.8053 | 120.6827 | 125.0081 | 122.8194 | 124.9913 | 129.0953 | 120.2116 | 124.9716 | 120.5541 | 125.056 | 124.5277 | 124.9832 | 116.9169 | 116.9807 | 125.0496 | 124.9303 | 126.8974 | 126.9608 | 126.9608 | 116.9807 | 127.603 | 117.3564
2020-05-03 23:02 | 0.00 | 68.3933 | 63.6048 | 66.6786 | 64.6769 | 66.6452 | 69.3136 | 62.6268 | 66.607 | 63.5744 | 66.7794 | 66.4443 | 66.6294 | 62.3959 | 62.4299 | 66.7654 | 67.8682 | 67.1839 | 67.3152 | 67.3152 | 62.4299 | 67.7881 | 62.6713
2020-05-03 23:03 | 0.00 | 94.2481 | 64.9265 | 82.9647 | 70.3741 | 82.9368 | 104.5812 | 59.9256 | 82.9047 | 64.9217 | 83.0479 | 82.4271 | 82.9236 | 65.4745 | 65.9356 | 83.0365 | 83.7336 | 93.5197 | 93.6159 | 93.6159 | 65.9356 | 93.842 | 68.3616
2020-05-03 23:04 | 0.00 | 57.0962 | 27.8303 | 45.6201 | 30.5469 | 45.5838 | 69.1145 | 23.2008 | 45.5424 | 28.035 | 45.7298 | 45.8151 | 45.5668 | 33.8106 | 34.3079 | 45.7146 | 47.0252 | 52.8204 | 52.9585 | 52.9585 | 34.3079 | 54.1569 | 36.9849
2020-05-03 23:05 | 0.00 | 7.3281 | 4.0398 | 5.1843 | 4.0398 | 5.158 | 10.2071 | 3.9858 | 5.1282 | 4.0398 | 5.264 | 5.2541 | 5.1457 | 4.0827 | 4.0878 | 5.2529 | 6.2786 | 5.8903 | 5.9932 | 5.9932 | 4.0878 | 6.2915 | 4.3151
2020-05-03 23:06 | 0.00 | 0 | 0 | 0 | 0 | 0 | 0 | 0 | 0 | 0 | 0 | 0 | 0 | 0 | 0 | 0 | 0 | 0 | 0 | 0 | 0 | 0 | 0
2020-05-03 23:07 | 0.00 | 0 | 0 | 0 | 0 | 0 | 0 | 0 | 0 | 0 | 0 | 0 | 0 | 0 | 0 | 0 | 0 | 0 | 0 | 0 | 0 | 0 | 0
2020-05-03 23:08 | 0.00 | 0 | 0 | 0 | 0 | 0 | 0 | 0 | 0 | 0 | 0 | 0 | 0 | 0 | 0 | 0 | 0 | 0 | 0 | 0 | 0 | 0 | 0
2020-05-03 23:09 | 0.00 | 0 | 0 | 0 | 0 | 0 | 0 | 0 | 0 | 0 | 0 | 0 | 0 | 0 | 0 | 0 | 0 | 0 | 0 | 0 | 0 | 0 | 0
2020-05-03 23:10 | 0.00 | 0 | 0 | 0 | 0 | 0 | 0 | 0 | 0 | 0 | 0 | 0 | 0 | 0 | 0 | 0 | 0 | 0 | 0 | 0 | 0 | 0 | 0
2020-05-03 23:11 | 0.00 | 0 | 0 | 0 | 0 | 0 | 0 | 0 | 0 | 0 | 0 | 0 | 0 | 0 | 0 | 0 | 0 | 0 | 0 | 0 | 0 | 0 | 0
2020-05-03 23:12 | 0.00 | 0 | 0 | 0 | 0 | 0 | 0 | 0 | 0 | 0 | 0 | 0 | 0 | 0 | 0 | 0 | 0 | 0 | 0 | 0 | 0 | 0 | 0
2020-05-03 23:13 | 0.00 | 0 | 0 | 0 | 0 | 0 | 0 | 0 | 0 | 0 | 0 | 0 | 0 | 0 | 0 | 0 | 0 | 0 | 0 | 0 | 0 | 0 | 0
2020-05-03 23:14 | 0.00 | 0 | 0 | 0 | 0 | 0 | 0 | 0 | 0 | 0 | 0 | 0 | 0 | 0 | 0 | 0 | 0 | 0 | 0 | 0 | 0 | 0 | 0
2020-05-03 23:15 | 0.00 | 0 | 0 | 0 | 0 | 0 | 0 | 0 | 0 | 0 | 0 | 0 | 0 | 0 | 0 | 0 | 0 | 0 | 0 | 0 | 0 | 0 | 0
2020-05-03 23:16 | 0.00 | 0 | 0 | 0 | 0 | 0 | 0 | 0 | 0 | 0 | 0 | 0 | 0 | 0 | 0 | 0 | 0 | 0 | 0 | 0 | 0 | 0 | 0
2020-05-03 23:17 | 0.00 | 0 | 0 | 0 | 0 | 0 | 0 | 0 | 0 | 0 | 0 | 0 | 0 | 0 | 0 | 0 | 0 | 0 | 0 | 0 | 0 | 0 | 0
2020-05-03 23:18 | 0.00 | 0 | 0 | 0 | 0 | 0 | 0 | 0 | 0 | 0 | 0 | 0 | 0 | 0 | 0 | 0 | 0 | 0 | 0 | 0 | 0 | 0 | 0
2020-05-03 23:19 | 0.00 | 14.0334 | 12.9491 | 10.4357 | 17.7367 | 10.4031 | 17.431 | 23.2944 | 10.3661 | 12.2549 | 10.5343 | 8.7572 | 10.3878 | 2.9441 | 2.895 | 10.5206 | 11.8549 | 25.031 | 25.1503 | 25.1503 | 2.895 | 21.071 | 2.7688
2020-05-03 23:20 | 0.00 | 96.0748 | 84.5114 | 75.641 | 108.9448 | 75.6092 | 114.1293 | 132.7054 | 75.573 | 81.0241 | 75.7362 | 66.8857 | 75.5943 | 19.0936 | 18.4999 | 75.7231 | 76.698 | 147.673 | 147.7214 | 147.7214 | 18.4999 | 129.7383 | 15.93
2020-05-03 23:21 | 0.00 | 160.4319 | 137.7194 | 136.2283 | 163.7803 | 136.2125 | 180.7998 | 182.4594 | 136.1939 | 134.2389 | 136.2731 | 127.2415 | 136.2049 | 64.0908 | 63.4115 | 136.2672 | 136.076 | 208.1805 | 208.1267 | 208.1267 | 63.4115 | 191.9129 | 60.3931
2020-05-03 23:22 | 0.00 | 206.0027 | 173.0424 | 180.206 | 198.3198 | 180.2075 | 227.4187 | 209.8529 | 180.2081 | 169.9815 | 180.196 | 172.226 | 180.2079 | 106.8777 | 106.4979 | 180.1979 | 178.7387 | 246.0498 | 245.9134 | 245.9134 | 106.4979 | 232.5642 | 104.9583
2020-05-03 23:23 | 0.00 | 231.734 | 189.5545 | 205.2057 | 213.0423 | 205.2193 | 253.8504 | 216.8332 | 205.2334 | 187.0629 | 205.1574 | 198.5879 | 205.2253 | 136.0201 | 136.0133 | 205.1648 | 202.8188 | 263.1711 | 262.9924 | 262.9924 | 136.0133 | 252.6944 | 136.3003
2020-05-03 23:24 | 0.00 | 228.7129 | 184.5087 | 205.0646 | 203.4164 | 205.08 | 248.4837 | 200.1144 | 205.0962 | 182.8189 | 205.0103 | 200.399 | 205.0869 | 148.5909 | 148.8832 | 205.0185 | 202.617 | 248.8958 | 248.737 | 248.737 | 148.8832 | 242.3157 | 150.5931
2020-05-03 23:25 | 0.00 | 204.7638 | 157.7823 | 183.2329 | 172.4373 | 183.2359 | 223.3262 | 162.2033 | 183.2383 | 156.8614 | 183.2179 | 180.3303 | 183.237 | 138.9471 | 139.5031 | 183.2205 | 181.6455 | 215.1013 | 215.0313 | 215.0313 | 139.5031 | 211.8415 | 142.4739
2020-05-03 23:26 | 0.00 | 134.688 | 99.0743 | 119.8725 | 107.6182 | 119.8522 | 147.8948 | 96.917 | 119.8287 | 98.7742 | 119.9313 | 118.5529 | 119.8426 | 93.3659 | 93.866 | 119.9234 | 120.0572 | 137.4105 | 137.4677 | 137.4677 | 93.866 | 136.6382 | 96.5096
2020-05-03 23:27 | 0.00 | 125.3935 | 74.3652 | 105.7306 | 83.4298 | 105.7071 | 143.9224 | 65.4547 | 105.6799 | 74.4107 | 105.7999 | 104.9896 | 105.6959 | 76.9238 | 77.7655 | 105.7905 | 106.1658 | 124.4534 | 124.5234 | 124.5234 | 77.7655 | 124.7828 | 82.1392
2020-05-03 23:28 | 0.00 | 49.1441 | 28.314 | 41.1593 | 30.6287 | 41.1226 | 57.2205 | 24.3954 | 41.081 | 28.4495 | 41.2699 | 41.1817 | 41.1055 | 32.0428 | 32.3802 | 41.2546 | 42.587 | 46.3554 | 46.4954 | 46.4954 | 32.3802 | 47.2565 | 34.2057
2020-05-03 23:29 | 0.00 | 6.5593 | 3.368 | 4.7775 | 3.368 | 4.7578 | 8.7957 | 3.3264 | 4.7354 | 3.368 | 4.8371 | 4.8324 | 4.7486 | 3.6284 | 3.6626 | 4.8288 | 5.6837 | 5.4585 | 5.5354 | 5.5354 | 3.6626 | 5.7727 | 3.932
2020-05-03 23:30 | 0.00 | 0 | 0 | 0 | 0 | 0 | 0 | 0 | 0 | 0 | 0 | 0 | 0 | 0 | 0 | 0 | 0 | 0 | 0 | 0 | 0 | 0 | 0
2020-05-03 23:31 | 0.00 | 0 | 0 | 0 | 0 | 0 | 0 | 0 | 0 | 0 | 0 | 0 | 0 | 0 | 0 | 0 | 0 | 0 | 0 | 0 | 0 | 0 | 0
2020-05-03 23:32 | 0.00 | 0 | 0 | 0 | 0 | 0 | 0 | 0 | 0 | 0 | 0 | 0 | 0 | 0 | 0 | 0 | 0 | 0 | 0 | 0 | 0 | 0 | 0
2020-05-03 23:33 | 0.00 | 0 | 0 | 0 | 0 | 0 | 0 | 0 | 0 | 0 | 0 | 0 | 0 | 0 | 0 | 0 | 0 | 0 | 0 | 0 | 0 | 0 | 0
2020-05-03 23:34 | 0.00 | 0 | 0 | 0 | 0 | 0 | 0 | 0 | 0 | 0 | 0 | 0 | 0 | 0 | 0 | 0 | 0 | 0 | 0 | 0 | 0 | 0 | 0
2020-05-03 23:35 | 0.00 | 0 | 0 | 0 | 0 | 0 | 0 | 0 | 0 | 0 | 0 | 0 | 0 | 0 | 0 | 0 | 0 | 0 | 0 | 0 | 0 | 0 | 0
2020-05-03 23:36 | 0.00 | 0 | 0 | 0 | 0 | 0 | 0 | 0 | 0 | 0 | 0 | 0 | 0 | 0 | 0 | 0 | 0 | 0 | 0 | 0 | 0 | 0 | 0
2020-05-03 23:37 | 0.00 | 0 | 0 | 0 | 0 | 0 | 0 | 0 | 0 | 0 | 0 | 0 | 0 | 0 | 0 | 0 | 0 | 0 | 0 | 0 | 0 | 0 | 0
2020-05-03 23:38 | 0.00 | 0 | 0 | 0 | 0 | 0 | 0 | 0 | 0 | 0 | 0 | 0 | 0 | 0 | 0 | 0 | 0 | 0 | 0 | 0 | 0 | 0 | 0
2020-05-03 23:39 | 0.00 | 0 | 0 | 0 | 0 | 0 | 0 | 0 | 0 | 0 | 0 | 0 | 0 | 0 | 0 | 0 | 0 | 0 | 0 | 0 | 0 | 0 | 0
2020-05-03 23:40 | 0.00 | 0 | 0 | 0 | 0 | 0 | 0 | 0 | 0 | 0 | 0 | 0 | 0 | 0 | 0 | 0 | 0 | 0 | 0 | 0 | 0 | 0 | 0
2020-05-03 23:41 | 0.00 | 0 | 0 | 0 | 0 | 0 | 0 | 0 | 0 | 0 | 0 | 0 | 0 | 0 | 0 | 0 | 0 | 0 | 0 | 0 | 0 | 0 | 0
2020-05-03 23:42 | 0.00 | 0 | 0 | 0 | 0 | 0 | 0 | 0 | 0 | 0 | 0 | 0 | 0 | 0 | 0 | 0 | 0 | 0 | 0 | 0 | 0 | 0 | 0
2020-05-03 23:43 | 0.00 | 20.1786 | 18.6915 | 14.4381 | 26.4947 | 14.4057 | 25.7022 | 35.8408 | 14.3689 | 17.5612 | 14.5361 | 11.8051 | 14.3905 | 3.4334 | 3.3832 | 14.5225 | 15.9715 | 38.5778 | 38.6916 | 38.6916 | 3.3832 | 31.9289 | 3.2571
2020-05-03 23:44 | 0.00 | 97.8813 | 86.5251 | 77.6961 | 110.7293 | 77.6648 | 115.7109 | 134.347 | 77.629 | 83.0721 | 77.7899 | 69.0343 | 77.65 | 21.7183 | 21.1255 | 77.777 | 78.7213 | 149.1154 | 149.1617 | 149.1617 | 21.1255 | 131.2823 | 18.5547
2020-05-03 23:45 | 0.00 | 172.5723 | 149.0997 | 147.5359 | 176.1139 | 147.5244 | 193.6392 | 195.5185 | 147.5107 | 145.4979 | 147.5667 | 138.2497 | 147.5189 | 73.1087 | 72.4114 | 147.5628 | 147.0492 | 222.2854 | 222.2007 | 222.2007 | 72.4114 | 205.3301 | 69.308
2020-05-03 23:46 | 0.00 | 238.0524 | 203.1113 | 210.7106 | 229.9712 | 210.7272 | 260.6406 | 242.1592 | 210.7445 | 199.8637 | 210.653 | 202.2652 | 210.7345 | 132.9961 | 132.6031 | 210.6617 | 208.1122 | 280.7259 | 280.5002 | 280.5002 | 132.6031 | 266.3989 | 130.9991
2020-05-03 23:47 | 0.00 | 258.1254 | 212.8364 | 229.6381 | 238.044 | 229.6653 | 281.8482 | 242.0527 | 229.6946 | 210.1662 | 229.5465 | 222.5575 | 229.6776 | 155.5449 | 155.546 | 229.5601 | 226.5641 | 292.015 | 291.757 | 291.757 | 155.546 | 280.7522 | 155.8781
2020-05-03 23:48 | 0.00 | 254.9037 | 202.1067 | 226.7615 | 224.2595 | 226.7871 | 278.771 | 220.0123 | 226.8145 | 200.1576 | 226.6752 | 221.3515 | 226.7986 | 161.0504 | 161.4191 | 226.688 | 223.7773 | 278.853 | 278.6315 | 278.6315 | 161.4191 | 270.9901 | 163.5394
2020-05-03 23:49 | 0.00 | 226.1707 | 167.952 | 199.071 | 186.5026 | 199.0815 | 249.8404 | 174.632 | 199.0922 | 166.7466 | 199.0323 | 195.3409 | 199.0861 | 143.5341 | 144.2094 | 199.0383 | 196.9156 | 240.4947 | 240.371 | 240.371 | 144.2094 | 235.8461 | 147.8207
2020-05-03 23:50 | 0.00 | 196.5012 | 131.4089 | 169.346 | 147.0844 | 169.3427 | 221.1032 | 127.8695 | 169.3382 | 130.8635 | 169.3509 | 167.037 | 169.341 | 121.6893 | 122.6496 | 169.3507 | 168.2363 | 202.7561 | 202.713 | 202.713 | 122.6496 | 200.7571 | 127.658
2020-05-03 23:51 | 0.00 | 140.3861 | 74.849 | 115.1121 | 86.0241 | 115.0896 | 164.5928 | 63.1399 | 115.0637 | 74.9584 | 115.1779 | 114.3122 | 115.079 | 79.4441 | 80.5406 | 115.169 | 115.4638 | 138.9341 | 138.995 | 138.995 | 80.5406 | 139.3741 | 86.2248
2020-05-03 23:52 | 0.00 | 72.0085 | 22.7639 | 52.5009 | 27.5069 | 52.4654 | 92.6337 | 15.3338 | 52.425 | 23.0856 | 52.6079 | 52.8324 | 52.4488 | 32.6423 | 33.5014 | 52.5931 | 53.8412 | 65.8519 | 65.9829 | 65.9829 | 33.5014 | 67.6869 | 38.075
2020-05-03 23:53 | 0.00 | 9.547 | 2.8787 | 5.6741 | 2.8787 | 5.6479 | 14.5596 | 2.8484 | 5.6181 | 2.8787 | 5.7537 | 5.8329 | 5.6356 | 3.4415 | 3.5147 | 5.7427 | 6.7657 | 7.3401 | 7.4426 | 7.4426 | 3.5147 | 7.9537 | 4.1121
2020-05-03 23:54 | 0.00 | 0 | 0 | 0 | 0 | 0 | 0 | 0 | 0 | 0 | 0 | 0 | 0 | 0 | 0 | 0 | 0 | 0 | 0 | 0 | 0 | 0 | 0
2020-05-03 23:55 | 0.00 | 0 | 0 | 0 | 0 | 0 | 0 | 0 | 0 | 0 | 0 | 0 | 0 | 0 | 0 | 0 | 0 | 0 | 0 | 0 | 0 | 0 | 0
2020-05-03 23:56 | 0.00 | 0 | 0 | 0 | 0 | 0 | 0 | 0 | 0 | 0 | 0 | 0 | 0 | 0 | 0 | 0 | 0 | 0 | 0 | 0 | 0 | 0 | 0
2020-05-03 23:57 | 0.00 | 0 | 0 | 0 | 0 | 0 | 0 | 0 | 0 | 0 | 0 | 0 | 0 | 0 | 0 | 0 | 0 | 0 | 0 | 0 | 0 | 0 | 0
2020-05-03 23:58 | 0.00 | 0 | 0 | 0 | 0 | 0 | 0 | 0 | 0 | 0 | 0 | 0 | 0 | 0 | 0 | 0 | 0 | 0 | 0 | 0 | 0 | 0 | 0
2020-05-03 23:59 | 0.00 | 0 | 0 | 0 | 0 | 0 | 0 | 0 | 0 | 0 | 0 | 0 | 0 | 0 | 0 | 0 | 0 | 0 | 0 | 0 | 0 | 0 | 0
2020-05-04 | 0.00 | 0 | 0 | 0 | 0 | 0 | 0 | 0 | 0 | 0 | 0 | 0 | 0 | 0 | 0 | 0 | 0 | 0 | 0 | 0 | 0 | 0 | 0
2020-05-04 00:01 | 0.00 | 0 | 0 | 0 | 0 | 0 | 0 | 0 | 0 | 0 | 0 | 0 | 0 | 0 | 0 | 0 | 0 | 0 | 0 | 0 | 0 | 0 | 0
2020-05-04 00:02 | 0.00 | 0 | 0 | 0 | 0 | 0 | 0 | 0 | 0 | 0 | 0 | 0 | 0 | 0 | 0 | 0 | 0 | 0 | 0 | 0 | 0 | 0 | 0
2020-05-04 00:03 | 0.00 | 0 | 0 | 0 | 0 | 0 | 0 | 0 | 0 | 0 | 0 | 0 | 0 | 0 | 0 | 0 | 0 | 0 | 0 | 0 | 0 | 0 | 0
2020-05-04 00:04 | 0.00 | 0 | 0 | 0 | 0 | 0 | 0 | 0 | 0 | 0 | 0 | 0 | 0 | 0 | 0 | 0 | 0 | 0 | 0 | 0 | 0 | 0 | 0
2020-05-04 00:05 | 0.00 | 0 | 0 | 0 | 0 | 0 | 0 | 0 | 0 | 0 | 0 | 0 | 0 | 0 | 0 | 0 | 0 | 0 | 0 | 0 | 0 | 0 | 0
2020-05-04 00:06 | 0.00 | 0 | 0 | 0 | 0 | 0 | 0 | 0 | 0 | 0 | 0 | 0 | 0 | 0 | 0 | 0 | 0 | 0 | 0 | 0 | 0 | 0 | 0
2020-05-04 00:07 | 0.00 | 22.527 | 20.9853 | 16.3512 | 29.4044 | 16.3191 | 28.4599 | 39.517 | 16.2871 | 19.7633 | 16.4486 | 13.5157 | 16.3041 | 4.3529 | 4.3019 | 16.4351 | 17.6657 | 42.4438 | 42.5286 | 42.5286 | 4.3019 | 35.2565 | 4.2011
2020-05-04 00:08 | 0.00 | 91.6076 | 81.5915 | 74.4423 | 102.089 | 74.4107 | 106.6342 | 121.772 | 74.3745 | 78.6748 | 74.5372 | 67.0869 | 74.3958 | 25.8004 | 25.2615 | 74.5241 | 75.4916 | 134.5414 | 134.6006 | 134.6006 | 25.2615 | 119.6159 | 22.9044
2020-05-04 00:09 | 0.00 | 165.6844 | 142.5957 | 140.9437 | 169.3023 | 140.9295 | 186.5354 | 188.5789 | 140.9127 | 139.0307 | 140.9834 | 131.7483 | 140.9226 | 67.4157 | 66.7216 | 140.9782 | 140.6682 | 214.9163 | 214.8488 | 214.8488 | 66.7216 | 198.113 | 63.6336
2020-05-04 00:10 | 0.00 | 214.4717 | 180.1216 | 187.5232 | 206.5281 | 187.5281 | 236.9122 | 218.6564 | 187.5326 | 176.9282 | 187.5023 | 179.1996 | 187.5301 | 111.3633 | 110.97 | 187.5058 | 185.7951 | 256.6517 | 256.4892 | 256.4892 | 110.97 | 242.4212 | 109.3714
2020-05-04 00:11 | 0.00 | 241.6892 | 196.7106 | 213.3293 | 221.7778 | 213.3472 | 265.4312 | 225.9059 | 213.3661 | 194.0528 | 213.2672 | 206.2685 | 213.3551 | 139.7815 | 139.7746 | 213.2766 | 210.6132 | 275.5642 | 275.3528 | 275.3528 | 139.7746 | 264.2528 | 140.0761
2020-05-04 00:12 | 0.00 | 249.6391 | 194.7624 | 220.3729 | 217.785 | 220.3947 | 274.5663 | 213.4621 | 220.4179 | 192.7374 | 220.2986 | 214.7519 | 220.4045 | 152.2138 | 152.5965 | 220.3097 | 217.3642 | 274.6657 | 274.4567 | 274.4567 | 152.5965 | 266.3979 | 154.8044
2020-05-04 00:13 | 0.00 | 235.0463 | 172.1631 | 205.744 | 192.2937 | 205.758 | 260.6604 | 179.6111 | 205.7724 | 170.8485 | 205.6947 | 201.7018 | 205.7641 | 145.5931 | 146.3258 | 205.7022 | 203.3312 | 250.7828 | 250.6346 | 250.6346 | 146.3258 | 245.6454 | 150.2412
2020-05-04 00:14 | 0.00 | 201.1745 | 131.1125 | 171.9549 | 148.0072 | 171.9527 | 227.6854 | 127.3648 | 171.9494 | 130.5256 | 171.9563 | 169.4788 | 171.9515 | 120.7609 | 121.7993 | 171.9566 | 170.7622 | 208.0793 | 208.0258 | 208.0258 | 121.7993 | 205.8378 | 127.2121
2020-05-04 00:15 | 0.00 | 145.5685 | 74.6356 | 118.1989 | 86.8208 | 118.1773 | 171.7794 | 62.0923 | 118.1524 | 74.7454 | 118.2618 | 117.3193 | 118.1671 | 79.4975 | 80.6874 | 118.2533 | 118.4809 | 144.259 | 144.3124 | 144.3124 | 80.6874 | 144.6294 | 86.8505
2020-05-04 00:16 | 0.00 | 74.1147 | 22.9076 | 53.8022 | 27.7752 | 53.7669 | 95.632 | 15.2778 | 53.7267 | 23.243 | 53.9085 | 54.1683 | 53.7503 | 33.2567 | 34.1534 | 53.8938 | 55.1267 | 67.6202 | 67.75 | 67.75 | 34.1534 | 69.5581 | 38.9259
2020-05-04 00:17 | 0.00 | 9.6436 | 2.1758 | 5.2911 | 2.1758 | 5.2648 | 15.3035 | 2.1591 | 5.236 | 2.1758 | 5.3707 | 5.4763 | 5.2525 | 2.8495 | 2.9442 | 5.3597 | 6.3834 | 7.2025 | 7.3051 | 7.3051 | 2.9442 | 7.878 | 3.6452
2020-05-04 00:18 | 0.00 | 0 | 0 | 0 | 0 | 0 | 0 | 0 | 0 | 0 | 0 | 0 | 0 | 0 | 0 | 0 | 0 | 0 | 0 | 0 | 0 | 0 | 0
2020-05-04 00:19 | 0.00 | 0 | 0 | 0 | 0 | 0 | 0 | 0 | 0 | 0 | 0 | 0 | 0 | 0 | 0 | 0 | 0 | 0 | 0 | 0 | 0 | 0 | 0
2020-05-04 00:20 | 0.00 | 0 | 0 | 0 | 0 | 0 | 0 | 0 | 0 | 0 | 0 | 0 | 0 | 0 | 0 | 0 | 0 | 0 | 0 | 0 | 0 | 0 | 0
2020-05-04 00:21 | 0.00 | 0 | 0 | 0 | 0 | 0 | 0 | 0 | 0 | 0 | 0 | 0 | 0 | 0 | 0 | 0 | 0 | 0 | 0 | 0 | 0 | 0 | 0
2020-05-04 00:22 | 0.00 | 0 | 0 | 0 | 0 | 0 | 0 | 0 | 0 | 0 | 0 | 0 | 0 | 0 | 0 | 0 | 0 | 0 | 0 | 0 | 0 | 0 | 0
2020-05-04 00:23 | 0.00 | 0 | 0 | 0 | 0 | 0 | 0 | 0 | 0 | 0 | 0 | 0 | 0 | 0 | 0 | 0 | 0 | 0 | 0 | 0 | 0 | 0 | 0
2020-05-04 00:24 | 0.00 | 0 | 0 | 0 | 0 | 0 | 0 | 0 | 0 | 0 | 0 | 0 | 0 | 0 | 0 | 0 | 0 | 0 | 0 | 0 | 0 | 0 | 0
2020-05-04 00:25 | 0.00 | 0 | 0 | 0 | 0 | 0 | 0 | 0 | 0 | 0 | 0 | 0 | 0 | 0 | 0 | 0 | 0 | 0 | 0 | 0 | 0 | 0 | 0
2020-05-04 00:26 | 0.00 | 0 | 0 | 0 | 0 | 0 | 0 | 0 | 0 | 0 | 0 | 0 | 0 | 0 | 0 | 0 | 0 | 0 | 0 | 0 | 0 | 0 | 0
2020-05-04 00:27 | 0.00 | 0 | 0 | 0 | 0 | 0 | 0 | 0 | 0 | 0 | 0 | 0 | 0 | 0 | 0 | 0 | 0 | 0 | 0 | 0 | 0 | 0 | 0
2020-05-04 00:28 | 0.00 | 0 | 0 | 0 | 0 | 0 | 0 | 0 | 0 | 0 | 0 | 0 | 0 | 0 | 0 | 0 | 0 | 0 | 0 | 0 | 0 | 0 | 0
2020-05-04 00:29 | 0.00 | 0 | 0 | 0 | 0 | 0 | 0 | 0 | 0 | 0 | 0 | 0 | 0 | 0 | 0 | 0 | 0 | 0 | 0 | 0 | 0 | 0 | 0
2020-05-04 00:30 | 0.00 | 0 | 0 | 0 | 0 | 0 | 0 | 0 | 0 | 0 | 0 | 0 | 0 | 0 | 0 | 0 | 0 | 0 | 0 | 0 | 0 | 0 | 0
2020-05-04 00:31 | 0.00 | 22.8636 | 21.4411 | 17.3037 | 28.9789 | 17.2715 | 28.1344 | 37.9307 | 17.235 | 20.3433 | 17.4011 | 14.7181 | 17.2565 | 6.0296 | 5.9743 | 17.3876 | 18.7182 | 40.4837 | 40.5954 | 40.5954 | 5.9743 | 34.1462 | 5.8484
2020-05-04 00:32 | 0.00 | 93.3394 | 82.9945 | 74.6074 | 105.5493 | 74.5754 | 109.8583 | 127.6696 | 74.5389 | 79.771 | 74.7033 | 66.5206 | 74.5604 | 22.4741 | 21.9149 | 74.6901 | 75.6821 | 141.1445 | 141.202 | 141.202 | 21.9149 | 124.5043 | 19.492
2020-05-04 00:33 | 0.00 | 137.1714 | 123.2894 | 122.3039 | 139.5886 | 122.285 | 149.344 | 151.1768 | 122.263 | 121.1165 | 122.3584 | 116.677 | 122.276 | 77.3328 | 76.8974 | 122.3511 | 122.3855 | 166.7249 | 166.7302 | 166.7302 | 76.8974 | 156.7079 | 74.9686
2020-05-04 00:34 | 0.00 | 159.8694 | 141.2569 | 146.2751 | 154.4976 | 146.2655 | 170.6241 | 159.2694 | 146.2539 | 139.6994 | 146.3001 | 142.1602 | 146.2608 | 107.2313 | 107.0602 | 146.297 | 145.6485 | 179.1781 | 179.1476 | 179.1476 | 107.0602 | 172.8418 | 106.41
2020-05-04 00:35 | 0.00 | 241.271 | 196.9587 | 213.3077 | 221.6812 | 213.3256 | 264.6741 | 225.7642 | 213.3444 | 194.3371 | 213.2457 | 206.3393 | 213.3335 | 140.8255 | 140.8168 | 213.255 | 210.5924 | 274.7279 | 274.5187 | 274.5187 | 140.8168 | 263.5606 | 141.1039
2020-05-04 00:36 | 0.00 | 247.8022 | 193.5959 | 218.8859 | 216.3405 | 218.9068 | 272.4288 | 212.0688 | 218.9291 | 191.5949 | 218.8143 | 213.3284 | 218.9162 | 151.5441 | 151.9206 | 218.825 | 215.939 | 272.5271 | 272.3238 | 272.3238 | 151.9206 | 264.3621 | 154.0949
2020-05-04 00:37 | 0.00 | 234.7847 | 171.2587 | 205.2027 | 191.6129 | 205.2164 | 260.6305 | 178.8043 | 205.2305 | 169.9294 | 205.1543 | 201.1209 | 205.2224 | 144.4051 | 145.1473 | 205.1617 | 202.8119 | 250.6891 | 250.5413 | 250.5413 | 145.1473 | 245.4883 | 149.114
2020-05-04 00:38 | 0.00 | 201.4943 | 129.6898 | 171.5649 | 147.0208 | 171.5626 | 228.6504 | 125.8674 | 171.5591 | 129.0882 | 171.5668 | 169.0305 | 171.5613 | 119.1237 | 120.1904 | 171.567 | 170.3832 | 208.6292 | 208.5745 | 208.5745 | 120.1904 | 206.2981 | 125.7498
2020-05-04 00:39 | 0.00 | 145.2364 | 72.1661 | 117.0624 | 84.6945 | 117.0406 | 172.2227 | 59.2317 | 117.0153 | 72.2835 | 117.1263 | 116.1693 | 117.0302 | 77.3112 | 78.5398 | 117.1176 | 117.3672 | 143.9105 | 143.9643 | 143.9643 | 78.5398 | 144.271 | 84.9015
2020-05-04 00:40 | 0.00 | 73.8712 | 18.8505 | 51.9879 | 24.0453 | 51.9524 | 97.0808 | 10.7963 | 51.9119 | 19.2075 | 52.0951 | 52.391 | 51.9357 | 29.9894 | 30.955 | 52.0803 | 53.3343 | 66.9892 | 67.1195 | 67.1195 | 30.955 | 69.0226 | 36.0931
2020-05-04 00:41 | 0.00 | 10.1192 | 1.6122 | 5.0354 | 1.6122 | 5.0091 | 16.8334 | 1.6039 | 4.9842 | 1.6122 | 5.115 | 5.2646 | 4.9974 | 2.342 | 2.4489 | 5.104 | 6.1285 | 7.2672 | 7.3698 | 7.3698 | 2.4489 | 8.0527 | 3.2406
2020-05-04 00:42 | 0.00 | 0 | 0 | 0 | 0 | 0 | 0 | 0 | 0 | 0 | 0 | 0 | 0 | 0 | 0 | 0 | 0 | 0 | 0 | 0 | 0 | 0 | 0
2020-05-04 00:43 | 0.00 | 0 | 0 | 0 | 0 | 0 | 0 | 0 | 0 | 0 | 0 | 0 | 0 | 0 | 0 | 0 | 0 | 0 | 0 | 0 | 0 | 0 | 0
2020-05-04 00:44 | 0.00 | 0 | 0 | 0 | 0 | 0 | 0 | 0 | 0 | 0 | 0 | 0 | 0 | 0 | 0 | 0 | 0 | 0 | 0 | 0 | 0 | 0 | 0
2020-05-04 00:45 | 0.00 | 0 | 0 | 0 | 0 | 0 | 0 | 0 | 0 | 0 | 0 | 0 | 0 | 0 | 0 | 0 | 0 | 0 | 0 | 0 | 0 | 0 | 0
2020-05-04 00:46 | 0.00 | 0 | 0 | 0 | 0 | 0 | 0 | 0 | 0 | 0 | 0 | 0 | 0 | 0 | 0 | 0 | 0 | 0 | 0 | 0 | 0 | 0 | 0
2020-05-04 00:47 | 0.00 | 0 | 0 | 0 | 0 | 0 | 0 | 0 | 0 | 0 | 0 | 0 | 0 | 0 | 0 | 0 | 0 | 0 | 0 | 0 | 0 | 0 | 0
2020-05-04 00:48 | 0.00 | 0 | 0 | 0 | 0 | 0 | 0 | 0 | 0 | 0 | 0 | 0 | 0 | 0 | 0 | 0 | 0 | 0 | 0 | 0 | 0 | 0 | 0
2020-05-04 00:49 | 0.00 | 0 | 0 | 0 | 0 | 0 | 0 | 0 | 0 | 0 | 0 | 0 | 0 | 0 | 0 | 0 | 0 | 0 | 0 | 0 | 0 | 0 | 0
2020-05-04 00:50 | 0.00 | 0 | 0 | 0 | 0 | 0 | 0 | 0 | 0 | 0 | 0 | 0 | 0 | 0 | 0 | 0 | 0 | 0 | 0 | 0 | 0 | 0 | 0
2020-05-04 00:51 | 0.00 | 0 | 0 | 0 | 0 | 0 | 0 | 0 | 0 | 0 | 0 | 0 | 0 | 0 | 0 | 0 | 0 | 0 | 0 | 0 | 0 | 0 | 0
2020-05-04 00:52 | 0.00 | 0 | 0 | 0 | 0 | 0 | 0 | 0 | 0 | 0 | 0 | 0 | 0 | 0 | 0 | 0 | 0 | 0 | 0 | 0 | 0 | 0 | 0
2020-05-04 00:53 | 0.00 | 0 | 0 | 0 | 0 | 0 | 0 | 0 | 0 | 0 | 0 | 0 | 0 | 0 | 0 | 0 | 0 | 0 | 0 | 0 | 0 | 0 | 0
2020-05-04 00:54 | 0.00 | 0 | 0 | 0 | 0 | 0 | 0 | 0 | 0 | 0 | 0 | 0 | 0 | 0 | 0 | 0 | 0 | 0 | 0 | 0 | 0 | 0 | 0
2020-05-04 00:55 | 0.00 | 20.5274 | 19.0767 | 14.3706 | 27.522 | 14.3382 | 26.4777 | 37.7516 | 14.3014 | 17.8506 | 14.4686 | 11.5398 | 14.323 | 2.7905 | 2.7382 | 14.455 | 15.7196 | 40.5677 | 40.6804 | 40.6804 | 2.7382 | 33.3209 | 2.612
2020-05-04 00:56 | 0.00 | 96.4049 | 85.479 | 76.6241 | 109.2609 | 76.5926 | 113.8307 | 132.5426 | 76.5566 | 82.0757 | 76.7186 | 68.0817 | 76.5778 | 21.3424 | 20.748 | 76.7056 | 77.6647 | 146.7266 | 146.776 | 146.776 | 20.748 | 129.2358 | 18.1666
2020-05-04 00:57 | 0.00 | 162.1259 | 140.134 | 138.4158 | 165.7822 | 138.4007 | 182.0221 | 184.3203 | 138.383 | 136.6993 | 138.4582 | 129.5503 | 138.3935 | 67.3887 | 66.7096 | 138.4526 | 138.2057 | 209.239 | 209.1831 | 209.1831 | 66.7096 | 193.1993 | 63.6862
2020-05-04 00:58 | 0.00 | 209.451 | 176.5622 | 183.5965 | 201.9664 | 183.5996 | 230.8688 | 213.6561 | 183.602 | 173.479 | 183.5815 | 175.5631 | 183.6007 | 109.8403 | 109.4522 | 183.5841 | 182.0084 | 249.7591 | 249.6135 | 249.6135 | 109.4522 | 236.1987 | 107.8716
2020-05-04 00:59 | 0.00 | 217.9551 | 180.6266 | 194.275 | 201.6862 | 194.2831 | 237.6378 | 205.2956 | 194.2912 | 178.38 | 194.2438 | 188.2904 | 194.2866 | 132.3391 | 132.3123 | 194.2487 | 192.299 | 246.3478 | 246.2091 | 246.2091 | 132.3123 | 236.9054 | 132.4687
2020-05-04 01:00 | 0.00 | 168.5679 | 142.7885 | 155.037 | 153.4654 | 155.0302 | 179.6272 | 150.8197 | 155.0215 | 141.8586 | 155.0534 | 152.3781 | 155.0267 | 122.769 | 122.9302 | 155.0515 | 154.2029 | 179.066 | 179.0515 | 179.0515 | 122.9302 | 175.7732 | 123.8953
2020-05-04 01:01 | 0.00 | 143.9518 | 121.9185 | 133.7651 | 129.0406 | 133.7491 | 152.276 | 124.2007 | 133.7304 | 121.4405 | 133.8104 | 132.2277 | 133.7415 | 111.5257 | 111.7453 | 133.8044 | 133.6249 | 148.3498 | 148.393 | 148.393 | 111.7453 | 147.1367 | 112.9646
2020-05-04 01:02 | 0.00 | 184.3178 | 126.7079 | 160.4419 | 140.3994 | 160.4352 | 205.8507 | 123.0549 | 160.4268 | 126.2532 | 160.4578 | 158.4506 | 160.4319 | 118.5508 | 119.4033 | 160.456 | 159.5949 | 189.2103 | 189.1911 | 189.1911 | 119.4033 | 187.7016 | 123.8523
2020-05-04 01:03 | 0.00 | 139.5101 | 75.532 | 114.8549 | 86.5598 | 114.8325 | 163.0481 | 64.1322 | 114.8066 | 75.6274 | 114.9206 | 114.0438 | 114.8219 | 79.7298 | 80.7997 | 114.9117 | 115.2034 | 138.1483 | 138.2093 | 138.2093 | 80.7997 | 138.575 | 86.3448
2020-05-04 01:04 | 0.00 | 35.5651 | 26.9568 | 32.4119 | 28.0547 | 32.3742 | 38.4901 | 24.8723 | 32.3314 | 27.0108 | 32.5258 | 32.336 | 32.3565 | 28.1563 | 28.269 | 32.51 | 33.9192 | 34.0705 | 34.2167 | 34.2167 | 28.269 | 34.6037 | 28.9221
2020-05-04 01:05 | 0.00 | 6.2019 | 3.546 | 4.5849 | 3.546 | 4.5586 | 8.3336 | 3.4983 | 4.5287 | 3.546 | 4.6646 | 4.6237 | 4.5463 | 3.6679 | 3.678 | 4.6536 | 5.68 | 5.0565 | 5.1594 | 5.1594 | 3.678 | 5.3767 | 3.8466
2020-05-04 01:06 | 0.00 | 0 | 0 | 0 | 0 | 0 | 0 | 0 | 0 | 0 | 0 | 0 | 0 | 0 | 0 | 0 | 0 | 0 | 0 | 0 | 0 | 0 | 0
2020-05-04 01:07 | 0.00 | 0 | 0 | 0 | 0 | 0 | 0 | 0 | 0 | 0 | 0 | 0 | 0 | 0 | 0 | 0 | 0 | 0 | 0 | 0 | 0 | 0 | 0
2020-05-04 01:08 | 0.00 | 0 | 0 | 0 | 0 | 0 | 0 | 0 | 0 | 0 | 0 | 0 | 0 | 0 | 0 | 0 | 0 | 0 | 0 | 0 | 0 | 0 | 0
2020-05-04 01:09 | 0.00 | 0 | 0 | 0 | 0 | 0 | 0 | 0 | 0 | 0 | 0 | 0 | 0 | 0 | 0 | 0 | 0 | 0 | 0 | 0 | 0 | 0 | 0
2020-05-04 01:10 | 0.00 | 0 | 0 | 0 | 0 | 0 | 0 | 0 | 0 | 0 | 0 | 0 | 0 | 0 | 0 | 0 | 0 | 0 | 0 | 0 | 0 | 0 | 0
2020-05-04 01:11 | 0.00 | 0 | 0 | 0 | 0 | 0 | 0 | 0 | 0 | 0 | 0 | 0 | 0 | 0 | 0 | 0 | 0 | 0 | 0 | 0 | 0 | 0 | 0
2020-05-04 01:12 | 0.00 | 0 | 0 | 0 | 0 | 0 | 0 | 0 | 0 | 0 | 0 | 0 | 0 | 0 | 0 | 0 | 0 | 0 | 0 | 0 | 0 | 0 | 0
2020-05-04 01:13 | 0.00 | 0 | 0 | 0 | 0 | 0 | 0 | 0 | 0 | 0 | 0 | 0 | 0 | 0 | 0 | 0 | 0 | 0 | 0 | 0 | 0 | 0 | 0
2020-05-04 01:14 | 0.00 | 0 | 0 | 0 | 0 | 0 | 0 | 0 | 0 | 0 | 0 | 0 | 0 | 0 | 0 | 0 | 0 | 0 | 0 | 0 | 0 | 0 | 0
2020-05-04 01:15 | 0.00 | 0 | 0 | 0 | 0 | 0 | 0 | 0 | 0 | 0 | 0 | 0 | 0 | 0 | 0 | 0 | 0 | 0 | 0 | 0 | 0 | 0 | 0
2020-05-04 01:16 | 0.00 | 0 | 0 | 0 | 0 | 0 | 0 | 0 | 0 | 0 | 0 | 0 | 0 | 0 | 0 | 0 | 0 | 0 | 0 | 0 | 0 | 0 | 0
2020-05-04 01:17 | 0.00 | 0 | 0 | 0 | 0 | 0 | 0 | 0 | 0 | 0 | 0 | 0 | 0 | 0 | 0 | 0 | 0 | 0 | 0 | 0 | 0 | 0 | 0
2020-05-04 01:18 | 0.00 | 0 | 0 | 0 | 0 | 0 | 0 | 0 | 0 | 0 | 0 | 0 | 0 | 0 | 0 | 0 | 0 | 0 | 0 | 0 | 0 | 0 | 0
2020-05-04 01:19 | 0.00 | 26.1299 | 24.895 | 20.5262 | 32.6291 | 20.4942 | 31.4381 | 41.9637 | 20.4578 | 23.7658 | 20.623 | 17.8921 | 20.4792 | 9.3756 | 9.3213 | 20.6096 | 21.9103 | 44.3302 | 44.4415 | 44.4415 | 9.3213 | 37.7697 | 9.1952
2020-05-04 01:20 | 0.00 | 94.1635 | 86.0248 | 80.6441 | 102.1915 | 80.6141 | 105.6961 | 117.3242 | 80.5798 | 83.7248 | 80.7337 | 74.8011 | 80.6 | 40.7433 | 40.2757 | 80.7214 | 81.5673 | 127.303 | 127.3643 | 127.3643 | 40.2757 | 115.8658 | 38.2115
2020-05-04 01:21 | 0.00 | 135.6948 | 119.1649 | 118.5219 | 137.6931 | 118.5016 | 149.9733 | 150.6161 | 118.4781 | 116.7116 | 118.5808 | 112.1657 | 118.492 | 67.1788 | 66.6969 | 118.5729 | 118.7085 | 169.2318 | 169.2343 | 169.2343 | 66.6969 | 157.812 | 64.569
2020-05-04 01:22 | 0.00 | 188.5205 | 164.4764 | 169.237 | 183.7218 | 169.2337 | 204.241 | 192.8366 | 169.2292 | 162.1249 | 169.2418 | 163.0905 | 169.232 | 113.6607 | 113.3411 | 169.2416 | 168.1262 | 219.2063 | 219.1252 | 219.1252 | 113.3411 | 208.9389 | 112.0173
2020-05-04 01:23 | 0.00 | 177.3162 | 158.3532 | 165.414 | 169.2192 | 165.4124 | 186.5195 | 170.6475 | 165.4097 | 157.1885 | 165.4136 | 162.2753 | 165.4114 | 132.7369 | 132.7046 | 165.4141 | 164.3934 | 190.8811 | 190.8361 | 190.8361 | 132.7046 | 186.5932 | 132.7008
2020-05-04 01:24 | 0.00 | 235.7366 | 191.1135 | 212.0031 | 209.8357 | 212.0207 | 255.692 | 206.0781 | 212.0393 | 189.4661 | 211.9421 | 207.4112 | 212.0285 | 156.2162 | 156.5221 | 211.9513 | 209.4489 | 255.6275 | 255.4649 | 255.4649 | 156.5221 | 249.1606 | 158.2892
2020-05-04 01:25 | 0.00 | 115.5309 | 108.6164 | 112.6136 | 110.9483 | 112.5925 | 117.0186 | 108.8103 | 112.5679 | 108.451 | 112.6754 | 112.0424 | 112.5824 | 104.1749 | 104.2202 | 112.667 | 112.8679 | 115.3335 | 115.4109 | 115.4109 | 104.2202 | 115.7489 | 104.5146
2020-05-04 01:26 | 0.00 | 133.2981 | 117.5974 | 127.2005 | 121.1687 | 127.1822 | 137.9014 | 115.4931 | 127.1608 | 117.4927 | 127.2531 | 126.6422 | 127.1734 | 114.7724 | 114.986 | 127.2461 | 127.2361 | 132.3333 | 132.3991 | 132.3991 | 114.986 | 133.0137 | 116.1314
2020-05-04 01:27 | 0.00 | 110.8704 | 90.8365 | 103.397 | 94.4871 | 103.3741 | 117.2114 | 86.8162 | 103.3476 | 90.8419 | 103.4642 | 103.0313 | 103.3632 | 90.831 | 91.142 | 103.4551 | 103.7835 | 109.1128 | 109.1939 | 109.1939 | 91.142 | 109.9433 | 92.7861
2020-05-04 01:28 | 0.00 | 27.4268 | 26.5025 | 27.1747 | 26.5499 | 27.1363 | 27.407 | 26.1715 | 27.0926 | 26.5079 | 27.2912 | 27.1022 | 27.1183 | 26.3435 | 26.3177 | 27.275 | 28.7415 | 26.3422 | 26.4931 | 26.4931 | 26.3177 | 26.7698 | 26.2621
2020-05-04 01:29 | 0.00 | 7.9509 | 6.81 | 7.385 | 6.81 | 7.3588 | 8.5782 | 6.7223 | 7.3291 | 6.81 | 7.4643 | 7.3612 | 7.3465 | 6.8481 | 6.841 | 7.4533 | 8.4709 | 7.3 | 7.4025 | 7.4025 | 6.841 | 7.5037 | 6.8675
2020-05-04 01:30 | 0.00 | 0 | 0 | 0 | 0 | 0 | 0 | 0 | 0 | 0 | 0 | 0 | 0 | 0 | 0 | 0 | 0 | 0 | 0 | 0 | 0 | 0 | 0
2020-05-04 01:31 | 0.00 | 0 | 0 | 0 | 0 | 0 | 0 | 0 | 0 | 0 | 0 | 0 | 0 | 0 | 0 | 0 | 0 | 0 | 0 | 0 | 0 | 0 | 0
2020-05-04 01:32 | 0.00 | 0 | 0 | 0 | 0 | 0 | 0 | 0 | 0 | 0 | 0 | 0 | 0 | 0 | 0 | 0 | 0 | 0 | 0 | 0 | 0 | 0 | 0
2020-05-04 01:33 | 0.00 | 0 | 0 | 0 | 0 | 0 | 0 | 0 | 0 | 0 | 0 | 0 | 0 | 0 | 0 | 0 | 0 | 0 | 0 | 0 | 0 | 0 | 0
2020-05-04 01:34 | 0.00 | 0 | 0 | 0 | 0 | 0 | 0 | 0 | 0 | 0 | 0 | 0 | 0 | 0 | 0 | 0 | 0 | 0 | 0 | 0 | 0 | 0 | 0
2020-05-04 01:35 | 0.00 | 0 | 0 | 0 | 0 | 0 | 0 | 0 | 0 | 0 | 0 | 0 | 0 | 0 | 0 | 0 | 0 | 0 | 0 | 0 | 0 | 0 | 0
2020-05-04 01:36 | 0.00 | 0 | 0 | 0 | 0 | 0 | 0 | 0 | 0 | 0 | 0 | 0 | 0 | 0 | 0 | 0 | 0 | 0 | 0 | 0 | 0 | 0 | 0
2020-05-04 01:37 | 0.00 | 0 | 0 | 0 | 0 | 0 | 0 | 0 | 0 | 0 | 0 | 0 | 0 | 0 | 0 | 0 | 0 | 0 | 0 | 0 | 0 | 0 | 0
2020-05-04 01:38 | 0.00 | 0 | 0 | 0 | 0 | 0 | 0 | 0 | 0 | 0 | 0 | 0 | 0 | 0 | 0 | 0 | 0 | 0 | 0 | 0 | 0 | 0 | 0
2020-05-04 01:39 | 0.00 | 0 | 0 | 0 | 0 | 0 | 0 | 0 | 0 | 0 | 0 | 0 | 0 | 0 | 0 | 0 | 0 | 0 | 0 | 0 | 0 | 0 | 0
2020-05-04 01:40 | 0.00 | 0 | 0 | 0 | 0 | 0 | 0 | 0 | 0 | 0 | 0 | 0 | 0 | 0 | 0 | 0 | 0 | 0 | 0 | 0 | 0 | 0 | 0
2020-05-04 01:41 | 0.00 | 0 | 0 | 0 | 0 | 0 | 0 | 0 | 0 | 0 | 0 | 0 | 0 | 0 | 0 | 0 | 0 | 0 | 0 | 0 | 0 | 0 | 0
2020-05-04 01:42 | 0.00 | 0 | 0 | 0 | 0 | 0 | 0 | 0 | 0 | 0 | 0 | 0 | 0 | 0 | 0 | 0 | 0 | 0 | 0 | 0 | 0 | 0 | 0
2020-05-04 01:43 | 0.00 | 19.6976 | 18.4309 | 14.0938 | 26.1456 | 14.0614 | 25.0894 | 35.514 | 14.0246 | 17.3087 | 14.1919 | 11.4922 | 14.0462 | 3.3083 | 3.2535 | 14.1783 | 15.4256 | 38.0041 | 38.0999 | 38.0999 | 3.2535 | 31.3782 | 3.1422
2020-05-04 01:44 | 0.00 | 96.7377 | 86.1859 | 77.3296 | 109.62 | 77.2982 | 113.8143 | 132.6854 | 77.2623 | 82.8295 | 77.4236 | 68.9103 | 77.2834 | 22.8414 | 22.2471 | 77.4107 | 78.3604 | 146.4535 | 146.5033 | 146.5033 | 22.2471 | 129.1574 | 19.661
2020-05-04 01:45 | 0.00 | 160.531 | 139.7672 | 138.0379 | 164.2008 | 138.0228 | 179.3973 | 181.9674 | 138.005 | 136.4996 | 138.0803 | 129.6091 | 138.0155 | 70.8081 | 70.1624 | 138.0747 | 137.8293 | 205.6526 | 205.6032 | 205.6032 | 70.1624 | 190.2593 | 67.2857
2020-05-04 01:46 | 0.00 | 202.7231 | 172.7318 | 179.2052 | 195.852 | 179.2067 | 222.1985 | 206.3997 | 179.2074 | 169.9399 | 179.195 | 171.9152 | 179.2071 | 112.6741 | 112.3275 | 179.1969 | 177.7338 | 239.5981 | 239.4729 | 239.4729 | 112.3275 | 227.1781 | 110.9179
2020-05-04 01:47 | 0.00 | 244.5708 | 200.0757 | 216.4429 | 224.9924 | 216.4625 | 268.069 | 229.1708 | 216.4833 | 197.4285 | 216.3755 | 209.4119 | 216.4713 | 143.3316 | 143.3192 | 216.3856 | 213.597 | 278.3079 | 278.089 | 278.089 | 143.3192 | 267.06 | 143.5886
2020-05-04 01:48 | 0.00 | 251.0305 | 196.5178 | 221.9352 | 219.4596 | 221.9578 | 275.7542 | 215.2054 | 221.982 | 194.4947 | 221.8581 | 216.3259 | 221.968 | 153.9333 | 154.3111 | 221.8696 | 218.88 | 275.945 | 275.7325 | 275.7325 | 154.3111 | 267.73 | 156.4933
2020-05-04 01:49 | 0.00 | 238.6774 | 174.5969 | 208.8438 | 195.1479 | 208.8594 | 264.7017 | 182.2123 | 208.8756 | 173.2528 | 208.7892 | 204.7228 | 208.8663 | 147.3915 | 148.1413 | 208.7975 | 206.3066 | 254.69 | 254.5322 | 254.5322 | 148.1413 | 249.4692 | 152.1458
2020-05-04 01:50 | 0.00 | 201.5363 | 131.4242 | 172.3585 | 148.3298 | 172.3566 | 227.9468 | 127.5731 | 172.3534 | 130.8398 | 172.3593 | 169.8907 | 172.3554 | 121.0906 | 122.1339 | 172.3597 | 171.15 | 208.32 | 208.2659 | 208.2659 | 122.1339 | 206.1304 | 127.5699
2020-05-04 01:51 | 0.00 | 145.037 | 73.8784 | 117.6694 | 86.0772 | 117.6478 | 171.1924 | 61.1048 | 117.6228 | 73.9971 | 117.7325 | 116.8069 | 117.6375 | 78.9091 | 80.1083 | 117.724 | 117.9567 | 143.552 | 143.606 | 143.606 | 80.1083 | 143.9927 | 86.315
2020-05-04 01:52 | 0.00 | 74.5034 | 20.3408 | 53.1337 | 25.4676 | 53.0983 | 97.0994 | 12.0794 | 53.058 | 20.7078 | 53.2405 | 53.553 | 53.0817 | 31.5763 | 32.5341 | 53.2257 | 54.4687 | 67.4998 | 67.6298 | 67.6298 | 32.5341 | 69.5993 | 37.6204
2020-05-04 01:53 | 0.00 | 10.9219 | 1.9575 | 5.7929 | 1.9575 | 5.7667 | 17.5431 | 1.9474 | 5.7369 | 1.9575 | 5.8725 | 6.0338 | 5.7544 | 2.8543 | 2.9928 | 5.8614 | 6.8841 | 8.0042 | 8.1066 | 8.1066 | 2.9928 | 8.8206 | 3.8849
2020-05-04 01:54 | 0.00 | 0 | 0 | 0 | 0 | 0 | 0 | 0 | 0 | 0 | 0 | 0 | 0 | 0 | 0 | 0 | 0 | 0 | 0 | 0 | 0 | 0 | 0
2020-05-04 01:55 | 0.00 | 0 | 0 | 0 | 0 | 0 | 0 | 0 | 0 | 0 | 0 | 0 | 0 | 0 | 0 | 0 | 0 | 0 | 0 | 0 | 0 | 0 | 0
2020-05-04 01:56 | 0.00 | 0 | 0 | 0 | 0 | 0 | 0 | 0 | 0 | 0 | 0 | 0 | 0 | 0 | 0 | 0 | 0 | 0 | 0 | 0 | 0 | 0 | 0
2020-05-04 01:57 | 0.00 | 0 | 0 | 0 | 0 | 0 | 0 | 0 | 0 | 0 | 0 | 0 | 0 | 0 | 0 | 0 | 0 | 0 | 0 | 0 | 0 | 0 | 0
2020-05-04 01:58 | 0.00 | 0 | 0 | 0 | 0 | 0 | 0 | 0 | 0 | 0 | 0 | 0 | 0 | 0 | 0 | 0 | 0 | 0 | 0 | 0 | 0 | 0 | 0
2020-05-04 01:59 | 0.00 | 0 | 0 | 0 | 0 | 0 | 0 | 0 | 0 | 0 | 0 | 0 | 0 | 0 | 0 | 0 | 0 | 0 | 0 | 0 | 0 | 0 | 0
2020-05-04 02:00 | 0.00 | 0 | 0 | 0 | 0 | 0 | 0 | 0 | 0 | 0 | 0 | 0 | 0 | 0 | 0 | 0 | 0 | 0 | 0 | 0 | 0 | 0 | 0
2020-05-04 02:01 | 0.00 | 0 | 0 | 0 | 0 | 0 | 0 | 0 | 0 | 0 | 0 | 0 | 0 | 0 | 0 | 0 | 0 | 0 | 0 | 0 | 0 | 0 | 0
2020-05-04 02:02 | 0.00 | 0 | 0 | 0 | 0 | 0 | 0 | 0 | 0 | 0 | 0 | 0 | 0 | 0 | 0 | 0 | 0 | 0 | 0 | 0 | 0 | 0 | 0
2020-05-04 02:03 | 0.00 | 0 | 0 | 0 | 0 | 0 | 0 | 0 | 0 | 0 | 0 | 0 | 0 | 0 | 0 | 0 | 0 | 0 | 0 | 0 | 0 | 0 | 0
2020-05-04 02:04 | 0.00 | 0 | 0 | 0 | 0 | 0 | 0 | 0 | 0 | 0 | 0 | 0 | 0 | 0 | 0 | 0 | 0 | 0 | 0 | 0 | 0 | 0 | 0
2020-05-04 02:05 | 0.00 | 0 | 0 | 0 | 0 | 0 | 0 | 0 | 0 | 0 | 0 | 0 | 0 | 0 | 0 | 0 | 0 | 0 | 0 | 0 | 0 | 0 | 0
2020-05-04 02:06 | 0.00 | 0 | 0 | 0 | 0 | 0 | 0 | 0 | 0 | 0 | 0 | 0 | 0 | 0 | 0 | 0 | 0 | 0 | 0 | 0 | 0 | 0 | 0
2020-05-04 02:07 | 0.00 | 19.9362 | 18.7098 | 14.3063 | 26.4845 | 14.2739 | 25.3495 | 35.9528 | 14.2371 | 17.5775 | 14.4044 | 11.6845 | 14.2587 | 3.4499 | 3.3947 | 14.3908 | 15.6376 | 38.384 | 38.4983 | 38.4983 | 3.3947 | 31.7084 | 3.2636
2020-05-04 02:08 | 0.00 | 94.8944 | 84.6468 | 75.9033 | 107.6092 | 75.8716 | 111.5837 | 130.244 | 75.8355 | 81.3543 | 75.9983 | 67.6425 | 75.8567 | 22.4168 | 21.8296 | 75.9852 | 76.9546 | 143.6009 | 143.6545 | 143.6545 | 21.8296 | 126.6619 | 19.2733
2020-05-04 02:09 | 0.00 | 161.337 | 139.6483 | 137.7314 | 165.2662 | 137.7161 | 181.1158 | 183.9161 | 137.6981 | 136.2095 | 137.7745 | 128.8569 | 137.7087 | 66.7331 | 66.046 | 137.7688 | 137.5394 | 208.489 | 208.4346 | 208.4346 | 66.046 | 192.4407 | 62.9824
2020-05-04 02:10 | 0.00 | 208.3307 | 176.1758 | 182.9308 | 201.2112 | 182.9336 | 229.3181 | 212.8366 | 182.9356 | 173.1293 | 182.9167 | 174.9948 | 182.9345 | 110.1487 | 109.7579 | 182.9192 | 181.366 | 248.0797 | 247.9382 | 247.9382 | 109.7579 | 234.7209 | 108.1593
2020-05-04 02:11 | 0.00 | 234.3448 | 192.8177 | 208.1283 | 216.1629 | 208.1434 | 256.0784 | 220.078 | 208.1592 | 190.328 | 208.0751 | 201.5297 | 208.1501 | 139.1225 | 139.1063 | 208.0832 | 205.6239 | 265.5331 | 265.3482 | 265.3482 | 139.1063 | 255.1699 | 139.3443
2020-05-04 02:12 | 0.00 | 241.7339 | 191.0304 | 214.6992 | 212.4092 | 214.7179 | 264.6011 | 208.4159 | 214.7376 | 189.142 | 214.6349 | 209.4637 | 214.7262 | 151.157 | 151.506 | 214.6445 | 211.9274 | 264.7473 | 264.5644 | 264.5644 | 151.506 | 257.1842 | 153.5276
2020-05-04 02:13 | 0.00 | 230.5113 | 171.0621 | 202.9356 | 190.1906 | 202.9481 | 254.3826 | 178.0881 | 202.961 | 169.8093 | 202.8908 | 199.1062 | 202.9536 | 145.5792 | 146.2789 | 202.8976 | 200.6318 | 245.1202 | 244.9856 | 244.9856 | 146.2789 | 240.3837 | 150.0172
2020-05-04 02:14 | 0.00 | 178.1708 | 121.0636 | 154.3517 | 134.9669 | 154.343 | 199.6009 | 118.1294 | 154.3324 | 120.5641 | 154.3738 | 152.2692 | 154.3387 | 111.972 | 112.8078 | 154.3711 | 153.6559 | 183.6302 | 183.6183 | 183.6183 | 112.8078 | 181.9096 | 117.1782
2020-05-04 02:15 | 0.00 | 114.4946 | 66.6257 | 96.1801 | 74.6301 | 96.1525 | 131.9414 | 57.5934 | 96.1209 | 66.7282 | 96.2622 | 95.6226 | 96.1395 | 70.2577 | 71.0526 | 96.2509 | 96.9218 | 112.6812 | 112.7739 | 112.7739 | 71.0526 | 113.3065 | 75.1893
2020-05-04 02:16 | 0.00 | 71.0874 | 26.1704 | 53.6541 | 30.6219 | 53.6189 | 89.3064 | 18.5688 | 53.5787 | 26.4903 | 53.7605 | 53.9633 | 53.6023 | 35.529 | 36.3209 | 53.7458 | 54.9793 | 65.1864 | 65.3175 | 65.3175 | 36.3209 | 67.0009 | 40.5183
2020-05-04 02:17 | 0.00 | 10.7703 | 3.7246 | 6.8606 | 3.7246 | 6.8344 | 15.7347 | 3.686 | 6.8046 | 3.7246 | 6.9401 | 7.0355 | 6.8221 | 4.4927 | 4.5934 | 6.9291 | 7.9491 | 8.4288 | 8.5312 | 8.5312 | 4.5934 | 9.0956 | 5.2596
2020-05-04 02:18 | 0.00 | 0 | 0 | 0 | 0 | 0 | 0 | 0 | 0 | 0 | 0 | 0 | 0 | 0 | 0 | 0 | 0 | 0 | 0 | 0 | 0 | 0 | 0
2020-05-04 02:19 | 0.00 | 0 | 0 | 0 | 0 | 0 | 0 | 0 | 0 | 0 | 0 | 0 | 0 | 0 | 0 | 0 | 0 | 0 | 0 | 0 | 0 | 0 | 0
2020-05-04 02:20 | 0.00 | 0 | 0 | 0 | 0 | 0 | 0 | 0 | 0 | 0 | 0 | 0 | 0 | 0 | 0 | 0 | 0 | 0 | 0 | 0 | 0 | 0 | 0
2020-05-04 02:21 | 0.00 | 0 | 0 | 0 | 0 | 0 | 0 | 0 | 0 | 0 | 0 | 0 | 0 | 0 | 0 | 0 | 0 | 0 | 0 | 0 | 0 | 0 | 0
2020-05-04 02:22 | 0.00 | 0 | 0 | 0 | 0 | 0 | 0 | 0 | 0 | 0 | 0 | 0 | 0 | 0 | 0 | 0 | 0 | 0 | 0 | 0 | 0 | 0 | 0
2020-05-04 02:23 | 0.00 | 0 | 0 | 0 | 0 | 0 | 0 | 0 | 0 | 0 | 0 | 0 | 0 | 0 | 0 | 0 | 0 | 0 | 0 | 0 | 0 | 0 | 0
2020-05-04 02:24 | 0.00 | 0 | 0 | 0 | 0 | 0 | 0 | 0 | 0 | 0 | 0 | 0 | 0 | 0 | 0 | 0 | 0 | 0 | 0 | 0 | 0 | 0 | 0
2020-05-04 02:25 | 0.00 | 0 | 0 | 0 | 0 | 0 | 0 | 0 | 0 | 0 | 0 | 0 | 0 | 0 | 0 | 0 | 0 | 0 | 0 | 0 | 0 | 0 | 0
2020-05-04 02:26 | 0.00 | 0 | 0 | 0 | 0 | 0 | 0 | 0 | 0 | 0 | 0 | 0 | 0 | 0 | 0 | 0 | 0 | 0 | 0 | 0 | 0 | 0 | 0
2020-05-04 02:27 | 0.00 | 0 | 0 | 0 | 0 | 0 | 0 | 0 | 0 | 0 | 0 | 0 | 0 | 0 | 0 | 0 | 0 | 0 | 0 | 0 | 0 | 0 | 0
2020-05-04 02:28 | 0.00 | 0 | 0 | 0 | 0 | 0 | 0 | 0 | 0 | 0 | 0 | 0 | 0 | 0 | 0 | 0 | 0 | 0 | 0 | 0 | 0 | 0 | 0
2020-05-04 02:29 | 0.00 | 0 | 0 | 0 | 0 | 0 | 0 | 0 | 0 | 0 | 0 | 0 | 0 | 0 | 0 | 0 | 0 | 0 | 0 | 0 | 0 | 0 | 0
2020-05-04 02:30 | 0.00 | 0 | 0 | 0 | 0 | 0 | 0 | 0 | 0 | 0 | 0 | 0 | 0 | 0 | 0 | 0 | 0 | 0 | 0 | 0 | 0 | 0 | 0
2020-05-04 02:31 | 0.00 | 18.3986 | 17.3141 | 13.4581 | 24.1187 | 13.4257 | 23.1162 | 32.3648 | 13.3888 | 16.321 | 13.5564 | 11.1361 | 13.4105 | 3.6321 | 3.5768 | 13.5427 | 14.7927 | 34.4759 | 34.569 | 34.569 | 3.5768 | 28.6654 | 3.4664
2020-05-04 02:32 | 0.00 | 46.5957 | 44.8222 | 42.1571 | 50.6505 | 42.12 | 50.2813 | 56.7032 | 42.0777 | 43.9745 | 42.2692 | 40.0171 | 42.1025 | 29.8323 | 29.6885 | 42.2537 | 43.6215 | 58.8192 | 58.9533 | 58.9533 | 29.6885 | 54.5752 | 29.1262
2020-05-04 02:33 | 0.00 | 61.2251 | 60.6161 | 60.9202 | 61.2383 | 60.8859 | 60.7562 | 61.0331 | 60.8468 | 60.5357 | 61.0234 | 60.625 | 60.8698 | 58.214 | 58.1615 | 61.0091 | 62.1691 | 60.7465 | 60.881 | 60.881 | 58.1615 | 61.096 | 57.9668
2020-05-04 02:34 | 0.00 | 116.7294 | 106.901 | 109.7193 | 113.8546 | 109.6973 | 121.9197 | 116.0075 | 109.672 | 106.0886 | 109.7834 | 107.523 | 109.6869 | 88.9147 | 88.8099 | 109.7747 | 110.0309 | 126.143 | 126.2027 | 126.2027 | 88.8099 | 123.1509 | 88.4189
2020-05-04 02:35 | 0.00 | 223.6538 | 186.7982 | 200.1926 | 207.74 | 200.2042 | 243.0663 | 211.4043 | 200.2161 | 184.5576 | 200.1506 | 194.2283 | 200.2093 | 138.5711 | 138.5386 | 200.1571 | 197.9746 | 251.9301 | 251.7738 | 251.7738 | 138.5386 | 242.5576 | 138.6598
2020-05-04 02:36 | 0.00 | 245.478 | 192.6376 | 217.2561 | 214.8835 | 217.2761 | 269.4549 | 210.7565 | 217.2974 | 190.675 | 217.1873 | 211.8053 | 217.2851 | 151.306 | 151.6684 | 217.1976 | 214.3781 | 269.6375 | 269.4419 | 269.4419 | 151.6684 | 261.678 | 153.7659
2020-05-04 02:37 | 0.00 | 205.3988 | 157.8039 | 183.036 | 173.412 | 183.0406 | 224.6465 | 164.0589 | 183.0446 | 156.7463 | 183.0163 | 179.8015 | 183.0424 | 135.9971 | 136.5234 | 183.0196 | 181.3356 | 217.5121 | 217.4254 | 217.4254 | 136.5234 | 213.6524 | 139.361
2020-05-04 02:38 | 0.00 | 157.0413 | 113.7159 | 139.3887 | 123.6162 | 139.3745 | 172.7971 | 109.9193 | 139.3576 | 113.4328 | 139.4286 | 138 | 139.3676 | 108.5533 | 109.1972 | 139.4233 | 139.1168 | 159.3993 | 159.4261 | 159.4261 | 109.1972 | 158.7932 | 112.5664
2020-05-04 02:39 | 0.00 | 144.1084 | 77.2621 | 118.4867 | 88.6121 | 118.4652 | 168.5654 | 64.937 | 118.4403 | 77.3897 | 118.5494 | 117.7096 | 118.455 | 82.2182 | 83.3471 | 118.5409 | 118.7645 | 142.2893 | 142.3457 | 142.3457 | 83.3471 | 142.8809 | 89.1895
2020-05-04 02:40 | 0.00 | 82.7721 | 29.3279 | 62.0577 | 34.4551 | 62.0234 | 104.5001 | 20.7363 | 61.9842 | 29.7221 | 62.1611 | 62.5034 | 62.0072 | 40.898 | 41.8572 | 62.1468 | 63.3125 | 75.4973 | 75.6232 | 75.6232 | 41.8572 | 77.7406 | 46.9248
2020-05-04 02:41 | 0.00 | 14.1976 | 5.4746 | 9.7216 | 5.4746 | 9.6956 | 19.637 | 5.4207 | 9.666 | 5.4746 | 9.8006 | 9.93 | 9.6834 | 6.7106 | 6.8568 | 9.7896 | 10.9002 | 11.5693 | 11.6708 | 11.6708 | 6.8568 | 12.338 | 7.7489
2020-05-04 02:42 | 0.00 | 0 | 0 | 0 | 0 | 0 | 0 | 0 | 0 | 0 | 0 | 0 | 0 | 0 | 0 | 0 | 0 | 0 | 0 | 0 | 0 | 0 | 0
2020-05-04 02:43 | 0.00 | 0 | 0 | 0 | 0 | 0 | 0 | 0 | 0 | 0 | 0 | 0 | 0 | 0 | 0 | 0 | 0 | 0 | 0 | 0 | 0 | 0 | 0
2020-05-04 02:44 | 0.00 | 0 | 0 | 0 | 0 | 0 | 0 | 0 | 0 | 0 | 0 | 0 | 0 | 0 | 0 | 0 | 0 | 0 | 0 | 0 | 0 | 0 | 0
2020-05-04 02:45 | 0.00 | 0 | 0 | 0 | 0 | 0 | 0 | 0 | 0 | 0 | 0 | 0 | 0 | 0 | 0 | 0 | 0 | 0 | 0 | 0 | 0 | 0 | 0
2020-05-04 02:46 | 0.00 | 0 | 0 | 0 | 0 | 0 | 0 | 0 | 0 | 0 | 0 | 0 | 0 | 0 | 0 | 0 | 0 | 0 | 0 | 0 | 0 | 0 | 0
2020-05-04 02:47 | 0.00 | 0 | 0 | 0 | 0 | 0 | 0 | 0 | 0 | 0 | 0 | 0 | 0 | 0 | 0 | 0 | 0 | 0 | 0 | 0 | 0 | 0 | 0
2020-05-04 02:48 | 0.00 | 0 | 0 | 0 | 0 | 0 | 0 | 0 | 0 | 0 | 0 | 0 | 0 | 0 | 0 | 0 | 0 | 0 | 0 | 0 | 0 | 0 | 0
2020-05-04 02:49 | 0.00 | 0 | 0 | 0 | 0 | 0 | 0 | 0 | 0 | 0 | 0 | 0 | 0 | 0 | 0 | 0 | 0 | 0 | 0 | 0 | 0 | 0 | 0
2020-05-04 02:50 | 0.00 | 0 | 0 | 0 | 0 | 0 | 0 | 0 | 0 | 0 | 0 | 0 | 0 | 0 | 0 | 0 | 0 | 0 | 0 | 0 | 0 | 0 | 0
2020-05-04 02:51 | 0.00 | 0 | 0 | 0 | 0 | 0 | 0 | 0 | 0 | 0 | 0 | 0 | 0 | 0 | 0 | 0 | 0 | 0 | 0 | 0 | 0 | 0 | 0
2020-05-04 02:52 | 0.00 | 0 | 0 | 0 | 0 | 0 | 0 | 0 | 0 | 0 | 0 | 0 | 0 | 0 | 0 | 0 | 0 | 0 | 0 | 0 | 0 | 0 | 0
2020-05-04 02:53 | 0.00 | 0 | 0 | 0 | 0 | 0 | 0 | 0 | 0 | 0 | 0 | 0 | 0 | 0 | 0 | 0 | 0 | 0 | 0 | 0 | 0 | 0 | 0
2020-05-04 02:54 | 0.00 | 0 | 0 | 0 | 0 | 0 | 0 | 0 | 0 | 0 | 0 | 0 | 0 | 0 | 0 | 0 | 0 | 0 | 0 | 0 | 0 | 0 | 0
2020-05-04 02:55 | 0.00 | 16.165 | 15.3171 | 12.1672 | 20.8593 | 12.1347 | 19.9725 | 27.6022 | 12.105 | 14.5083 | 12.2657 | 10.2758 | 12.1223 | 4.1219 | 4.0718 | 12.252 | 13.5071 | 29.2497 | 29.3431 | 29.3431 | 4.0718 | 24.5115 | 3.9587
2020-05-04 02:56 | 0.00 | 109.3134 | 100.5071 | 92.7098 | 120.8102 | 92.6828 | 123.6276 | 140.7681 | 92.6517 | 97.5903 | 92.79 | 85.3881 | 92.67 | 44.4977 | 43.9468 | 92.779 | 93.4077 | 152.0962 | 152.1281 | 152.1281 | 43.9468 | 137.2677 | 41.5302
2020-05-04 02:57 | 0.00 | 146.1301 | 134.5806 | 133.1096 | 149.2314 | 133.0925 | 156.5145 | 159.9565 | 133.0726 | 132.6058 | 133.1582 | 128.0028 | 133.0844 | 92.6923 | 92.2798 | 133.1518 | 133.0502 | 172.7681 | 172.776 | 172.776 | 92.2798 | 163.7993 | 90.4391
2020-05-04 02:58 | 0.00 | 218.5444 | 185.7722 | 192.5398 | 211.4399 | 192.5469 | 240.0904 | 223.4807 | 192.5539 | 182.6545 | 192.5117 | 184.4183 | 192.55 | 118.5999 | 118.2023 | 192.5162 | 190.639 | 259.7872 | 259.6171 | 259.6171 | 118.2023 | 245.8963 | 116.5674
2020-05-04 02:59 | 0.00 | 237.37 | 195.7514 | 211.0028 | 219.1589 | 211.0195 | 259.3364 | 223.1253 | 211.037 | 193.2602 | 210.9445 | 204.3782 | 211.0269 | 142.3021 | 142.2829 | 210.9533 | 208.3804 | 269.0631 | 268.8689 | 268.8689 | 142.2829 | 258.5157 | 142.4992
2020-05-04 03:00 | 0.00 | 218.848 | 190.2659 | 204.1189 | 201.9928 | 204.1346 | 230.4537 | 198.5655 | 204.151 | 189.2542 | 204.064 | 201.2663 | 204.1415 | 168.1187 | 168.3274 | 204.0724 | 202.0495 | 229.5876 | 229.4687 | 229.4687 | 168.3274 | 226.3936 | 169.5116
2020-05-04 03:01 | 0.00 | 133.2919 | 121.9491 | 128.2023 | 125.8287 | 128.1867 | 136.6851 | 122.9785 | 128.1684 | 121.6695 | 128.2464 | 127.3018 | 128.1792 | 115.166 | 115.26 | 128.2406 | 128.091 | 134.5416 | 134.5902 | 134.5902 | 115.26 | 134.4853 | 115.8104
2020-05-04 03:02 | 0.00 | 102.7882 | 99.7959 | 102.0215 | 100.4462 | 101.9953 | 102.3524 | 98.5103 | 101.9651 | 99.7797 | 102.0992 | 101.8556 | 101.9829 | 98.3788 | 98.3942 | 102.0885 | 102.6585 | 100.5105 | 100.616 | 100.616 | 98.3942 | 101.6406 | 98.5245
2020-05-04 03:03 | 0.00 | 61.6579 | 61.0208 | 61.7102 | 61.138 | 61.6759 | 60.8649 | 60.2642 | 61.6368 | 61.0201 | 61.8134 | 61.6095 | 61.6598 | 60.2539 | 60.2254 | 61.7992 | 62.9615 | 59.9491 | 60.085 | 60.085 | 60.2254 | 60.738 | 60.1442
2020-05-04 03:04 | 0.00 | 27.6219 | 27.568 | 27.7462 | 27.5708 | 27.7078 | 27.1584 | 27.2397 | 27.6641 | 27.5683 | 27.8625 | 27.6566 | 27.6898 | 27.1904 | 27.148 | 27.8463 | 29.3094 | 26.665 | 26.8158 | 26.8158 | 27.148 | 27.0613 | 27.0038
2020-05-04 03:05 | 0.00 | 4.3294 | 4.3101 | 4.3454 | 4.3101 | 4.3257 | 4.261 | 4.251 | 4.3033 | 4.3101 | 4.42 | 4.302 | 4.3164 | 4.2347 | 4.2128 | 4.409 | 5.4356 | 4.0837 | 4.1609 | 4.1609 | 4.2128 | 4.1629 | 4.1383
2020-05-04 03:06 | 0.00 | 0 | 0 | 0 | 0 | 0 | 0 | 0 | 0 | 0 | 0 | 0 | 0 | 0 | 0 | 0 | 0 | 0 | 0 | 0 | 0 | 0 | 0
2020-05-04 03:07 | 0.00 | 0 | 0 | 0 | 0 | 0 | 0 | 0 | 0 | 0 | 0 | 0 | 0 | 0 | 0 | 0 | 0 | 0 | 0 | 0 | 0 | 0 | 0
2020-05-04 03:08 | 0.00 | 0 | 0 | 0 | 0 | 0 | 0 | 0 | 0 | 0 | 0 | 0 | 0 | 0 | 0 | 0 | 0 | 0 | 0 | 0 | 0 | 0 | 0
2020-05-04 03:09 | 0.00 | 0 | 0 | 0 | 0 | 0 | 0 | 0 | 0 | 0 | 0 | 0 | 0 | 0 | 0 | 0 | 0 | 0 | 0 | 0 | 0 | 0 | 0
2020-05-04 03:10 | 0.00 | 0 | 0 | 0 | 0 | 0 | 0 | 0 | 0 | 0 | 0 | 0 | 0 | 0 | 0 | 0 | 0 | 0 | 0 | 0 | 0 | 0 | 0
2020-05-04 03:11 | 0.00 | 0 | 0 | 0 | 0 | 0 | 0 | 0 | 0 | 0 | 0 | 0 | 0 | 0 | 0 | 0 | 0 | 0 | 0 | 0 | 0 | 0 | 0
2020-05-04 03:12 | 0.00 | 0 | 0 | 0 | 0 | 0 | 0 | 0 | 0 | 0 | 0 | 0 | 0 | 0 | 0 | 0 | 0 | 0 | 0 | 0 | 0 | 0 | 0
2020-05-04 03:13 | 0.00 | 0 | 0 | 0 | 0 | 0 | 0 | 0 | 0 | 0 | 0 | 0 | 0 | 0 | 0 | 0 | 0 | 0 | 0 | 0 | 0 | 0 | 0
2020-05-04 03:14 | 0.00 | 0 | 0 | 0 | 0 | 0 | 0 | 0 | 0 | 0 | 0 | 0 | 0 | 0 | 0 | 0 | 0 | 0 | 0 | 0 | 0 | 0 | 0
2020-05-04 03:15 | 0.00 | 0 | 0 | 0 | 0 | 0 | 0 | 0 | 0 | 0 | 0 | 0 | 0 | 0 | 0 | 0 | 0 | 0 | 0 | 0 | 0 | 0 | 0
2020-05-04 03:16 | 0.00 | 0 | 0 | 0 | 0 | 0 | 0 | 0 | 0 | 0 | 0 | 0 | 0 | 0 | 0 | 0 | 0 | 0 | 0 | 0 | 0 | 0 | 0
2020-05-04 03:17 | 0.00 | 0 | 0 | 0 | 0 | 0 | 0 | 0 | 0 | 0 | 0 | 0 | 0 | 0 | 0 | 0 | 0 | 0 | 0 | 0 | 0 | 0 | 0
2020-05-04 03:18 | 0.00 | 0 | 0 | 0 | 0 | 0 | 0 | 0 | 0 | 0 | 0 | 0 | 0 | 0 | 0 | 0 | 0 | 0 | 0 | 0 | 0 | 0 | 0
2020-05-04 03:19 | 0.00 | 19.2097 | 18.2262 | 14.1333 | 25.2967 | 14.1009 | 24.0642 | 33.9698 | 14.069 | 17.192 | 14.2314 | 11.737 | 14.0862 | 4.0918 | 4.0424 | 14.2178 | 15.4658 | 36.0261 | 36.1163 | 36.1163 | 4.0424 | 29.9421 | 3.9262
2020-05-04 03:20 | 0.00 | 84.3216 | 76.1819 | 68.8112 | 95.124 | 68.7783 | 97.909 | 113.9877 | 68.7407 | 73.4652 | 68.9101 | 61.9989 | 68.7628 | 24.8462 | 24.3486 | 68.8965 | 69.9575 | 124.6604 | 124.7373 | 124.7373 | 24.3486 | 110.5878 | 22.1844
2020-05-04 03:21 | 0.00 | 136.4932 | 119.8219 | 118.0171 | 140.0809 | 117.9954 | 151.9831 | 155.1205 | 117.9704 | 117.106 | 118.0803 | 111.0037 | 117.9851 | 62.7963 | 62.2473 | 118.0718 | 118.3074 | 174.2551 | 174.2625 | 174.2625 | 62.2473 | 161.3317 | 59.8043
2020-05-04 03:22 | 0.00 | 191.4226 | 165.5635 | 170.7445 | 186.1252 | 170.7421 | 208.4022 | 195.8508 | 170.7385 | 163.0586 | 170.7467 | 164.1983 | 170.7407 | 111.582 | 111.2476 | 170.7469 | 169.5697 | 224.4003 | 224.309 | 224.309 | 111.2476 | 213.3245 | 109.8665
2020-05-04 03:23 | 0.00 | 234.4189 | 192.273 | 207.6829 | 215.9932 | 207.6978 | 256.7518 | 220.0748 | 207.7133 | 189.7482 | 207.6305 | 200.9653 | 207.7044 | 138.1745 | 138.1529 | 207.6384 | 205.1969 | 266.6619 | 266.4742 | 266.4742 | 138.1529 | 255.9091 | 138.3637
2020-05-04 03:24 | 0.00 | 241.6335 | 189.9508 | 213.9869 | 211.7095 | 214.0052 | 265.1543 | 207.6866 | 214.0244 | 188.0309 | 213.9238 | 208.6418 | 214.0133 | 149.5389 | 149.8885 | 213.9333 | 211.2454 | 265.3537 | 265.1693 | 265.1693 | 149.8885 | 257.54 | 151.9168
2020-05-04 03:25 | 0.00 | 228.4105 | 168.6345 | 200.5345 | 187.7307 | 200.5457 | 252.7725 | 175.6122 | 200.5571 | 167.3877 | 200.4936 | 196.6817 | 200.5506 | 143.3346 | 144.0248 | 200.4999 | 198.3268 | 243.2455 | 243.1156 | 243.1156 | 144.0248 | 238.4323 | 147.7172
2020-05-04 03:26 | 0.00 | 192.8898 | 128.5723 | 166.1463 | 143.9203 | 166.1417 | 217.1246 | 124.7248 | 166.1356 | 128.0543 | 166.1554 | 163.9081 | 166.1393 | 119.3375 | 120.29 | 166.1546 | 165.1376 | 198.6993 | 198.664 | 198.664 | 120.29 | 196.8673 | 125.2569
2020-05-04 03:27 | 0.00 | 120.9428 | 76.7714 | 103.9449 | 84.7143 | 103.9202 | 136.815 | 68.9995 | 103.8917 | 76.7976 | 104.018 | 103.2586 | 103.9085 | 78.4894 | 79.2102 | 104.0081 | 104.4716 | 119.839 | 119.9171 | 119.9171 | 79.2102 | 120.2889 | 82.9633
2020-05-04 03:28 | 0.00 | 38.6597 | 34.9048 | 37.405 | 35.3363 | 37.3677 | 39.5589 | 33.7384 | 37.3253 | 34.9318 | 37.5178 | 37.3353 | 37.3502 | 35.2059 | 35.2328 | 37.5022 | 38.8841 | 37.1965 | 37.3427 | 37.3427 | 35.2328 | 37.7771 | 35.4436
2020-05-04 03:29 | 0.00 | 10.6489 | 5.1353 | 7.6166 | 5.1354 | 7.597 | 14.461 | 5.0822 | 7.5748 | 5.1353 | 7.6759 | 7.7669 | 7.5879 | 5.7269 | 5.8151 | 7.6677 | 8.6351 | 8.6981 | 8.7746 | 8.7746 | 5.8151 | 9.2711 | 6.3853
2020-05-04 03:30 | 0.00 | 0 | 0 | 0 | 0 | 0 | 0 | 0 | 0 | 0 | 0 | 0 | 0 | 0 | 0 | 0 | 0 | 0 | 0 | 0 | 0 | 0 | 0
2020-05-04 03:31 | 0.00 | 0 | 0 | 0 | 0 | 0 | 0 | 0 | 0 | 0 | 0 | 0 | 0 | 0 | 0 | 0 | 0 | 0 | 0 | 0 | 0 | 0 | 0
2020-05-04 03:32 | 0.00 | 0 | 0 | 0 | 0 | 0 | 0 | 0 | 0 | 0 | 0 | 0 | 0 | 0 | 0 | 0 | 0 | 0 | 0 | 0 | 0 | 0 | 0
2020-05-04 03:33 | 0.00 | 0 | 0 | 0 | 0 | 0 | 0 | 0 | 0 | 0 | 0 | 0 | 0 | 0 | 0 | 0 | 0 | 0 | 0 | 0 | 0 | 0 | 0
2020-05-04 03:34 | 0.00 | 0 | 0 | 0 | 0 | 0 | 0 | 0 | 0 | 0 | 0 | 0 | 0 | 0 | 0 | 0 | 0 | 0 | 0 | 0 | 0 | 0 | 0
2020-05-04 03:35 | 0.00 | 0 | 0 | 0 | 0 | 0 | 0 | 0 | 0 | 0 | 0 | 0 | 0 | 0 | 0 | 0 | 0 | 0 | 0 | 0 | 0 | 0 | 0
2020-05-04 03:36 | 0.00 | 0 | 0 | 0 | 0 | 0 | 0 | 0 | 0 | 0 | 0 | 0 | 0 | 0 | 0 | 0 | 0 | 0 | 0 | 0 | 0 | 0 | 0
2020-05-04 03:37 | 0.00 | 0 | 0 | 0 | 0 | 0 | 0 | 0 | 0 | 0 | 0 | 0 | 0 | 0 | 0 | 0 | 0 | 0 | 0 | 0 | 0 | 0 | 0
2020-05-04 03:38 | 0.00 | 0 | 0 | 0 | 0 | 0 | 0 | 0 | 0 | 0 | 0 | 0 | 0 | 0 | 0 | 0 | 0 | 0 | 0 | 0 | 0 | 0 | 0
2020-05-04 03:39 | 0.00 | 0 | 0 | 0 | 0 | 0 | 0 | 0 | 0 | 0 | 0 | 0 | 0 | 0 | 0 | 0 | 0 | 0 | 0 | 0 | 0 | 0 | 0
2020-05-04 03:40 | 0.00 | 0 | 0 | 0 | 0 | 0 | 0 | 0 | 0 | 0 | 0 | 0 | 0 | 0 | 0 | 0 | 0 | 0 | 0 | 0 | 0 | 0 | 0
2020-05-04 03:41 | 0.00 | 0 | 0 | 0 | 0 | 0 | 0 | 0 | 0 | 0 | 0 | 0 | 0 | 0 | 0 | 0 | 0 | 0 | 0 | 0 | 0 | 0 | 0
2020-05-04 03:42 | 0.00 | 0 | 0 | 0 | 0 | 0 | 0 | 0 | 0 | 0 | 0 | 0 | 0 | 0 | 0 | 0 | 0 | 0 | 0 | 0 | 0 | 0 | 0
2020-05-04 03:43 | 0.00 | 28.6802 | 27.8915 | 24.9364 | 33.0864 | 24.905 | 32.0212 | 39.1985 | 24.8693 | 27.1242 | 25.0313 | 23.0781 | 24.8903 | 15.9512 | 15.8822 | 25.0182 | 26.1947 | 40.4958 | 40.6075 | 40.6075 | 15.8822 | 36.2807 | 15.7228
2020-05-04 03:44 | 0.00 | 46.998 | 45.6998 | 44.4152 | 49.1286 | 44.3791 | 48.8837 | 52.3406 | 44.3379 | 45.2068 | 44.5244 | 43.1203 | 44.3621 | 36.2173 | 36.0991 | 44.5093 | 45.8086 | 53.5064 | 53.6425 | 53.6425 | 36.0991 | 51.2956 | 35.6213
2020-05-04 03:45 | 0.00 | 143.5086 | 129.8792 | 129.7524 | 144.838 | 129.7378 | 154.5105 | 154.7461 | 129.7206 | 127.907 | 129.7932 | 124.6323 | 129.7308 | 87.4396 | 87.0483 | 129.7878 | 129.5048 | 169.6741 | 169.6556 | 169.6556 | 87.0483 | 160.8964 | 85.3213
2020-05-04 03:46 | 0.00 | 186.54 | 168.6848 | 172.8834 | 182.3829 | 172.8826 | 197.1401 | 187.9526 | 172.8807 | 167.0425 | 172.8805 | 168.568 | 172.882 | 132.9105 | 132.7083 | 172.8814 | 171.5863 | 207.1656 | 207.1053 | 207.1053 | 132.7083 | 200.43 | 131.8877
2020-05-04 03:47 | 0.00 | 248.7801 | 205.7426 | 221.5 | 229.9999 | 221.5225 | 271.4399 | 234.1038 | 221.5465 | 203.1591 | 221.4235 | 214.6382 | 221.5326 | 150.259 | 150.2401 | 221.4349 | 218.5593 | 281.6127 | 281.3845 | 281.3845 | 150.2401 | 270.7129 | 150.4627
2020-05-04 03:48 | 0.00 | 249.1476 | 198.5325 | 222.1053 | 219.858 | 222.1282 | 272.0092 | 215.8092 | 222.1526 | 196.6497 | 222.0276 | 216.8672 | 222.1384 | 158.7571 | 159.101 | 222.0392 | 219.1797 | 272.1945 | 271.9914 | 271.9914 | 159.101 | 264.6616 | 161.0882
2020-05-04 03:49 | 0.00 | 238.4181 | 177.1587 | 209.9553 | 196.6846 | 209.9715 | 263.1766 | 184.0927 | 209.9884 | 175.8899 | 209.8989 | 206.0407 | 209.9786 | 151.3331 | 152.0494 | 209.9075 | 207.3738 | 253.3311 | 253.1768 | 253.1768 | 152.0494 | 248.5304 | 155.872
2020-05-04 03:50 | 0.00 | 201.7777 | 134.3906 | 173.82 | 150.4881 | 173.8186 | 227.0319 | 130.2892 | 173.8161 | 133.8486 | 173.819 | 171.4874 | 173.8177 | 124.7035 | 125.7083 | 173.8196 | 172.5689 | 207.7846 | 207.732 | 207.732 | 125.7083 | 205.9072 | 130.9411
2020-05-04 03:51 | 0.00 | 149.0184 | 79.2783 | 122.3598 | 91.1151 | 122.3396 | 174.4175 | 66.2573 | 122.3161 | 79.4168 | 122.4186 | 121.5656 | 122.33 | 84.5243 | 85.7083 | 122.4107 | 122.542 | 146.9853 | 147.0346 | 147.0346 | 85.7083 | 147.6657 | 91.829
2020-05-04 03:52 | 0.00 | 77.659 | 27.0791 | 58.1584 | 31.9811 | 58.1237 | 98.067 | 18.3525 | 58.0841 | 27.4598 | 58.2629 | 58.5778 | 58.1074 | 38.1103 | 39.0186 | 58.2484 | 59.44 | 70.6554 | 70.7834 | 70.7834 | 39.0186 | 72.8334 | 43.8142
2020-05-04 03:53 | 0.00 | 11.9413 | 4.7535 | 8.1547 | 4.7612 | 8.1285 | 16.6386 | 4.704 | 8.0988 | 4.7535 | 8.234 | 8.3353 | 8.1163 | 5.7274 | 5.8409 | 8.2229 | 9.3322 | 9.558 | 9.6601 | 9.6601 | 5.8409 | 10.2536 | 6.5642
2020-05-04 03:54 | 0.00 | 0 | 0 | 0 | 0 | 0 | 0 | 0 | 0 | 0 | 0 | 0 | 0 | 0 | 0 | 0 | 0 | 0 | 0 | 0 | 0 | 0 | 0
2020-05-04 03:55 | 0.00 | 0 | 0 | 0 | 0 | 0 | 0 | 0 | 0 | 0 | 0 | 0 | 0 | 0 | 0 | 0 | 0 | 0 | 0 | 0 | 0 | 0 | 0
2020-05-04 03:56 | 0.00 | 0 | 0 | 0 | 0 | 0 | 0 | 0 | 0 | 0 | 0 | 0 | 0 | 0 | 0 | 0 | 0 | 0 | 0 | 0 | 0 | 0 | 0
2020-05-04 03:57 | 0.00 | 0 | 0 | 0 | 0 | 0 | 0 | 0 | 0 | 0 | 0 | 0 | 0 | 0 | 0 | 0 | 0 | 0 | 0 | 0 | 0 | 0 | 0
2020-05-04 03:58 | 0.00 | 0 | 0 | 0 | 0 | 0 | 0 | 0 | 0 | 0 | 0 | 0 | 0 | 0 | 0 | 0 | 0 | 0 | 0 | 0 | 0 | 0 | 0
2020-05-04 03:59 | 0.00 | 0 | 0 | 0 | 0 | 0 | 0 | 0 | 0 | 0 | 0 | 0 | 0 | 0 | 0 | 0 | 0 | 0 | 0 | 0 | 0 | 0 | 0
2020-05-04 04:00 | 0.00 | 0 | 0 | 0 | 0 | 0 | 0 | 0 | 0 | 0 | 0 | 0 | 0 | 0 | 0 | 0 | 0 | 0 | 0 | 0 | 0 | 0 | 0
2020-05-04 04:01 | 0.00 | 0 | 0 | 0 | 0 | 0 | 0 | 0 | 0 | 0 | 0 | 0 | 0 | 0 | 0 | 0 | 0 | 0 | 0 | 0 | 0 | 0 | 0
2020-05-04 04:02 | 0.00 | 0 | 0 | 0 | 0 | 0 | 0 | 0 | 0 | 0 | 0 | 0 | 0 | 0 | 0 | 0 | 0 | 0 | 0 | 0 | 0 | 0 | 0
2020-05-04 04:03 | 0.00 | 0 | 0 | 0 | 0 | 0 | 0 | 0 | 0 | 0 | 0 | 0 | 0 | 0 | 0 | 0 | 0 | 0 | 0 | 0 | 0 | 0 | 0
2020-05-04 04:04 | 0.00 | 0 | 0 | 0 | 0 | 0 | 0 | 0 | 0 | 0 | 0 | 0 | 0 | 0 | 0 | 0 | 0 | 0 | 0 | 0 | 0 | 0 | 0
2020-05-04 04:05 | 0.00 | 0 | 0 | 0 | 0 | 0 | 0 | 0 | 0 | 0 | 0 | 0 | 0 | 0 | 0 | 0 | 0 | 0 | 0 | 0 | 0 | 0 | 0
2020-05-04 04:06 | 0.00 | 0 | 0 | 0 | 0 | 0 | 0 | 0 | 0 | 0 | 0 | 0 | 0 | 0 | 0 | 0 | 0 | 0 | 0 | 0 | 0 | 0 | 0
2020-05-04 04:07 | 0.00 | 17.8704 | 16.891 | 12.8693 | 23.7987 | 12.8369 | 22.6115 | 32.1888 | 12.8001 | 15.8756 | 12.9675 | 10.4847 | 12.8217 | 2.539 | 2.4794 | 12.9539 | 14.2034 | 34.1522 | 34.261 | 34.261 | 2.4794 | 28.2866 | 2.3478
2020-05-04 04:08 | 0.00 | 95.2324 | 85.4902 | 76.0002 | 108.9826 | 75.9685 | 112.0627 | 132.4793 | 75.9323 | 82.0979 | 76.0952 | 67.4974 | 75.9536 | 21.1526 | 20.5348 | 76.0821 | 77.0527 | 145.2903 | 145.3422 | 145.3422 | 20.5348 | 127.9084 | 17.8386
2020-05-04 04:09 | 0.00 | 158.9129 | 138.3201 | 136.0169 | 163.36 | 136.0009 | 178.0217 | 181.8706 | 135.9823 | 134.9424 | 136.0619 | 127.3029 | 135.9933 | 66.5563 | 65.8659 | 136.056 | 135.8711 | 205.2082 | 205.1604 | 205.1604 | 65.8659 | 189.4614 | 62.7793
2020-05-04 04:10 | 0.00 | 206.335 | 175.2876 | 181.5979 | 199.7934 | 181.6 | 226.7186 | 211.3638 | 181.6014 | 172.2956 | 181.5858 | 173.804 | 181.6007 | 110.412 | 110.0174 | 181.588 | 180.0799 | 245.4206 | 245.2856 | 245.2856 | 110.0174 | 232.2913 | 108.3916
2020-05-04 04:11 | 0.00 | 233.5476 | 192.6927 | 207.6454 | 215.7993 | 207.6603 | 255.0062 | 219.7832 | 207.6758 | 190.2231 | 207.593 | 201.0927 | 207.6669 | 139.4441 | 139.4192 | 207.601 | 205.1602 | 264.5929 | 264.4105 | 264.4105 | 139.4192 | 254.2843 | 139.6084
2020-05-04 04:12 | 0.00 | 240.4485 | 191.0438 | 214.1188 | 211.935 | 214.1371 | 262.6136 | 208.0273 | 214.1565 | 189.194 | 214.0554 | 208.996 | 214.1453 | 151.843 | 152.1816 | 214.065 | 211.3722 | 262.7825 | 262.6048 | 262.6048 | 152.1816 | 255.4715 | 154.1449
2020-05-04 04:13 | 0.00 | 228.3494 | 170.1698 | 201.386 | 188.8186 | 201.3977 | 251.6749 | 176.8634 | 201.4096 | 168.9525 | 201.3439 | 197.6501 | 201.4027 | 145.3264 | 146.0097 | 201.3504 | 199.1474 | 242.4359 | 242.3081 | 242.3081 | 146.0097 | 237.8973 | 149.6612
2020-05-04 04:14 | 0.00 | 194.985 | 131.5182 | 168.7178 | 146.7543 | 168.7144 | 218.5864 | 127.6612 | 168.7096 | 131.0011 | 168.7233 | 166.5066 | 168.7125 | 122.2052 | 123.1535 | 168.723 | 167.6216 | 200.5698 | 200.5304 | 200.5304 | 123.1535 | 198.8367 | 128.0938
2020-05-04 04:15 | 0.00 | 141.5844 | 76.7854 | 116.9243 | 87.7865 | 116.9024 | 164.968 | 64.4992 | 116.8771 | 76.9204 | 116.9883 | 116.1936 | 116.8921 | 81.7502 | 82.8532 | 116.9796 | 117.2319 | 139.5134 | 139.5731 | 139.5731 | 82.8532 | 140.2182 | 88.5562
2020-05-04 04:16 | 0.00 | 73.9674 | 24.8951 | 55.0333 | 29.5379 | 54.9981 | 93.7993 | 16.5599 | 54.958 | 25.2669 | 55.1393 | 55.4711 | 54.9816 | 35.7497 | 36.6337 | 55.1246 | 56.3511 | 66.9525 | 67.0832 | 67.0832 | 36.6337 | 69.1364 | 41.3072
2020-05-04 04:17 | 0.00 | 10.816 | 3.0903 | 6.7523 | 3.1049 | 6.7261 | 15.8658 | 3.0606 | 6.6963 | 3.0903 | 6.8317 | 6.9511 | 6.7138 | 4.1847 | 4.3093 | 6.8207 | 7.8407 | 8.3077 | 8.4101 | 8.4101 | 4.3093 | 9.0335 | 5.0954
2020-05-04 04:18 | 0.00 | 0 | 0 | 0 | 0 | 0 | 0 | 0 | 0 | 0 | 0 | 0 | 0 | 0 | 0 | 0 | 0 | 0 | 0 | 0 | 0 | 0 | 0
2020-05-04 04:19 | 0.00 | 0 | 0 | 0 | 0 | 0 | 0 | 0 | 0 | 0 | 0 | 0 | 0 | 0 | 0 | 0 | 0 | 0 | 0 | 0 | 0 | 0 | 0
2020-05-04 04:20 | 0.00 | 0 | 0 | 0 | 0 | 0 | 0 | 0 | 0 | 0 | 0 | 0 | 0 | 0 | 0 | 0 | 0 | 0 | 0 | 0 | 0 | 0 | 0
2020-05-04 04:21 | 0.00 | 0 | 0 | 0 | 0 | 0 | 0 | 0 | 0 | 0 | 0 | 0 | 0 | 0 | 0 | 0 | 0 | 0 | 0 | 0 | 0 | 0 | 0
2020-05-04 04:22 | 0.00 | 0 | 0 | 0 | 0 | 0 | 0 | 0 | 0 | 0 | 0 | 0 | 0 | 0 | 0 | 0 | 0 | 0 | 0 | 0 | 0 | 0 | 0
2020-05-04 04:23 | 0.00 | 0 | 0 | 0 | 0 | 0 | 0 | 0 | 0 | 0 | 0 | 0 | 0 | 0 | 0 | 0 | 0 | 0 | 0 | 0 | 0 | 0 | 0
2020-05-04 04:24 | 0.00 | 0 | 0 | 0 | 0 | 0 | 0 | 0 | 0 | 0 | 0 | 0 | 0 | 0 | 0 | 0 | 0 | 0 | 0 | 0 | 0 | 0 | 0
2020-05-04 04:25 | 0.00 | 0 | 0 | 0 | 0 | 0 | 0 | 0 | 0 | 0 | 0 | 0 | 0 | 0 | 0 | 0 | 0 | 0 | 0 | 0 | 0 | 0 | 0
2020-05-04 04:26 | 0.00 | 0 | 0 | 0 | 0 | 0 | 0 | 0 | 0 | 0 | 0 | 0 | 0 | 0 | 0 | 0 | 0 | 0 | 0 | 0 | 0 | 0 | 0
2020-05-04 04:27 | 0.00 | 0 | 0 | 0 | 0 | 0 | 0 | 0 | 0 | 0 | 0 | 0 | 0 | 0 | 0 | 0 | 0 | 0 | 0 | 0 | 0 | 0 | 0
2020-05-04 04:28 | 0.00 | 0 | 0 | 0 | 0 | 0 | 0 | 0 | 0 | 0 | 0 | 0 | 0 | 0 | 0 | 0 | 0 | 0 | 0 | 0 | 0 | 0 | 0
2020-05-04 04:29 | 0.00 | 0 | 0 | 0 | 0 | 0 | 0 | 0 | 0 | 0 | 0 | 0 | 0 | 0 | 0 | 0 | 0 | 0 | 0 | 0 | 0 | 0 | 0
2020-05-04 04:30 | 0.00 | 0 | 0 | 0 | 0 | 0 | 0 | 0 | 0 | 0 | 0 | 0 | 0 | 0 | 0 | 0 | 0 | 0 | 0 | 0 | 0 | 0 | 0
2020-05-04 04:31 | 0.00 | 19.8607 | 18.9188 | 14.0856 | 27.0286 | 14.0532 | 25.3887 | 37.071 | 14.0164 | 17.7265 | 14.1838 | 11.3374 | 14.038 | 2.682 | 2.6225 | 14.1702 | 15.422 | 39.2054 | 39.3192 | 39.3192 | 2.6225 | 32.2149 | 2.4658
2020-05-04 04:32 | 0.00 | 91.9135 | 82.7646 | 73.6702 | 105.1308 | 73.6381 | 107.893 | 127.6227 | 73.6014 | 79.5374 | 73.7667 | 65.5884 | 73.623 | 21.6315 | 21.0388 | 73.7534 | 74.7573 | 139.7452 | 139.8045 | 139.8045 | 21.0388 | 123.0959 | 18.45
2020-05-04 04:33 | 0.00 | 156.6002 | 136.2174 | 133.8392 | 161.1608 | 133.8226 | 175.6984 | 179.773 | 133.8031 | 132.8608 | 133.8867 | 125.189 | 133.8146 | 65.3952 | 64.7148 | 133.8804 | 133.7498 | 203.1612 | 203.1175 | 203.1175 | 64.7148 | 187.2529 | 61.6728
2020-05-04 04:34 | 0.00 | 173.1972 | 151.3894 | 155.2476 | 169.5227 | 155.2395 | 187.7672 | 178.5636 | 155.2294 | 149.1492 | 155.268 | 149.3918 | 155.2354 | 102.8911 | 102.5611 | 155.2656 | 154.5109 | 202.4276 | 202.371 | 202.371 | 102.5611 | 192.645 | 101.1775
2020-05-04 04:35 | 0.00 | 237.2328 | 199.0568 | 213.2569 | 220.3434 | 213.2762 | 257.0024 | 223.558 | 213.2967 | 196.8035 | 213.1905 | 207.2575 | 213.2848 | 150.5671 | 150.5613 | 213.2004 | 210.7237 | 265.5862 | 265.3901 | 265.3901 | 150.5613 | 256.2286 | 150.81
2020-05-04 04:36 | 0.00 | 243.0433 | 193.7577 | 216.7588 | 214.4546 | 216.7786 | 265.2781 | 210.4277 | 216.7997 | 191.9356 | 216.6907 | 211.6809 | 216.7875 | 155.2816 | 155.6183 | 216.7009 | 213.9365 | 265.3375 | 265.1528 | 265.1528 | 155.6183 | 258.0461 | 157.5646
2020-05-04 04:37 | 0.00 | 211.5691 | 159.3124 | 187.341 | 175.8615 | 187.3461 | 232.6207 | 164.9511 | 187.3508 | 158.2451 | 187.3194 | 184.0096 | 187.3482 | 137.5157 | 138.1198 | 187.3229 | 185.5951 | 223.9338 | 223.8448 | 223.8448 | 138.1198 | 219.9779 | 141.3552
2020-05-04 04:38 | 0.00 | 195.1374 | 129.0013 | 167.7178 | 144.7591 | 167.7138 | 219.9419 | 124.9006 | 167.7084 | 128.4759 | 167.7251 | 165.4394 | 167.7117 | 119.6517 | 120.6379 | 167.7246 | 166.6659 | 200.9773 | 200.9381 | 200.9381 | 120.6379 | 199.1413 | 125.776
2020-05-04 04:39 | 0.00 | 144.3149 | 75.4047 | 118.0408 | 87.0107 | 118.0192 | 169.3651 | 62.3455 | 117.9942 | 75.556 | 118.1037 | 117.2886 | 118.009 | 80.9054 | 82.0791 | 118.0952 | 118.3241 | 142.1182 | 142.1744 | 142.1744 | 82.0791 | 142.8489 | 88.1458
2020-05-04 04:40 | 0.00 | 70.3385 | 21.4243 | 51.6237 | 26.2527 | 51.5882 | 89.8213 | 12.4858 | 51.5479 | 21.8051 | 51.7305 | 52.0137 | 51.5716 | 32.2431 | 33.1204 | 51.7157 | 52.9604 | 63.6938 | 63.8251 | 63.8251 | 33.1204 | 65.7563 | 37.7462
2020-05-04 04:41 | 0.00 | 10.4311 | 2.262 | 5.7468 | 2.2747 | 5.7205 | 16.5759 | 2.2453 | 5.6907 | 2.262 | 5.8264 | 5.9984 | 5.7082 | 3.1863 | 3.3038 | 5.8153 | 6.9075 | 7.4347 | 7.5374 | 7.5374 | 3.3038 | 8.2851 | 4.1181
2020-05-04 04:42 | 0.00 | 0 | 0 | 0 | 0 | 0 | 0 | 0 | 0 | 0 | 0 | 0 | 0 | 0 | 0 | 0 | 0 | 0 | 0 | 0 | 0 | 0 | 0
2020-05-04 04:43 | 0.00 | 0 | 0 | 0 | 0 | 0 | 0 | 0 | 0 | 0 | 0 | 0 | 0 | 0 | 0 | 0 | 0 | 0 | 0 | 0 | 0 | 0 | 0
2020-05-04 04:44 | 0.00 | 0 | 0 | 0 | 0 | 0 | 0 | 0 | 0 | 0 | 0 | 0 | 0 | 0 | 0 | 0 | 0 | 0 | 0 | 0 | 0 | 0 | 0
2020-05-04 04:45 | 0.00 | 0 | 0 | 0 | 0 | 0 | 0 | 0 | 0 | 0 | 0 | 0 | 0 | 0 | 0 | 0 | 0 | 0 | 0 | 0 | 0 | 0 | 0
2020-05-04 04:46 | 0.00 | 0 | 0 | 0 | 0 | 0 | 0 | 0 | 0 | 0 | 0 | 0 | 0 | 0 | 0 | 0 | 0 | 0 | 0 | 0 | 0 | 0 | 0
2020-05-04 04:47 | 0.00 | 0 | 0 | 0 | 0 | 0 | 0 | 0 | 0 | 0 | 0 | 0 | 0 | 0 | 0 | 0 | 0 | 0 | 0 | 0 | 0 | 0 | 0
2020-05-04 04:48 | 0.00 | 0 | 0 | 0 | 0 | 0 | 0 | 0 | 0 | 0 | 0 | 0 | 0 | 0 | 0 | 0 | 0 | 0 | 0 | 0 | 0 | 0 | 0
2020-05-04 04:49 | 0.00 | 0 | 0 | 0 | 0 | 0 | 0 | 0 | 0 | 0 | 0 | 0 | 0 | 0 | 0 | 0 | 0 | 0 | 0 | 0 | 0 | 0 | 0
2020-05-04 04:50 | 0.00 | 0 | 0 | 0 | 0 | 0 | 0 | 0 | 0 | 0 | 0 | 0 | 0 | 0 | 0 | 0 | 0 | 0 | 0 | 0 | 0 | 0 | 0
2020-05-04 04:51 | 0.00 | 0 | 0 | 0 | 0 | 0 | 0 | 0 | 0 | 0 | 0 | 0 | 0 | 0 | 0 | 0 | 0 | 0 | 0 | 0 | 0 | 0 | 0
2020-05-04 04:52 | 0.00 | 0 | 0 | 0 | 0 | 0 | 0 | 0 | 0 | 0 | 0 | 0 | 0 | 0 | 0 | 0 | 0 | 0 | 0 | 0 | 0 | 0 | 0
2020-05-04 04:53 | 0.00 | 0 | 0 | 0 | 0 | 0 | 0 | 0 | 0 | 0 | 0 | 0 | 0 | 0 | 0 | 0 | 0 | 0 | 0 | 0 | 0 | 0 | 0
2020-05-04 04:54 | 0.00 | 0 | 0 | 0 | 0 | 0 | 0 | 0 | 0 | 0 | 0 | 0 | 0 | 0 | 0 | 0 | 0 | 0 | 0 | 0 | 0 | 0 | 0
2020-05-04 04:55 | 0.00 | 20.765 | 19.8375 | 14.6423 | 28.4624 | 14.61 | 26.6206 | 39.1776 | 14.5732 | 18.5668 | 14.7403 | 11.7194 | 14.5948 | 2.4977 | 2.4362 | 14.7267 | 15.989 | 41.3721 | 41.4843 | 41.4843 | 2.4362 | 33.9309 | 2.2712
2020-05-04 04:56 | 0.00 | 95.9563 | 86.3764 | 76.5794 | 110.1304 | 76.5479 | 112.8779 | 134.0087 | 76.5119 | 82.9367 | 76.674 | 67.9578 | 76.5331 | 20.8863 | 20.2487 | 76.661 | 77.6209 | 146.644 | 146.6936 | 146.6936 | 20.2487 | 129.0539 | 17.4589
2020-05-04 04:57 | 0.00 | 162.1463 | 141.3528 | 138.8079 | 166.9514 | 138.793 | 181.5915 | 185.9923 | 138.7754 | 137.8916 | 138.8499 | 129.8816 | 138.7858 | 67.7029 | 66.9889 | 138.8444 | 138.5878 | 209.564 | 209.5074 | 209.5074 | 66.9889 | 193.4456 | 63.7914
2020-05-04 04:58 | 0.00 | 206.4036 | 176.059 | 182.0629 | 200.2426 | 182.0655 | 226.4634 | 211.8118 | 182.0672 | 173.1035 | 182.0497 | 174.3609 | 182.0663 | 112.1417 | 111.7465 | 182.052 | 180.5167 | 245.2666 | 245.1306 | 245.1306 | 111.7465 | 232.2018 | 110.1099
2020-05-04 04:59 | 0.00 | 237.5532 | 196.0366 | 211.2197 | 219.4827 | 211.2367 | 259.4163 | 223.4926 | 211.2545 | 193.5362 | 211.1606 | 204.575 | 211.2442 | 142.2814 | 142.2581 | 211.1696 | 208.5748 | 269.2413 | 269.0456 | 269.0456 | 142.2581 | 258.7141 | 142.4545
2020-05-04 05:00 | 0.00 | 251.9819 | 199.9966 | 224.2394 | 221.9529 | 224.2634 | 275.3832 | 217.831 | 224.289 | 198.0544 | 224.1581 | 218.8562 | 224.2741 | 158.8932 | 159.25 | 224.1702 | 221.1728 | 275.6114 | 275.3998 | 275.3998 | 159.25 | 267.8834 | 161.3111
2020-05-04 05:01 | 0.00 | 233.5926 | 174.7181 | 206.2457 | 193.5372 | 206.2599 | 257.302 | 181.4293 | 206.2747 | 173.4902 | 206.1953 | 202.4628 | 206.2662 | 149.6264 | 150.313 | 206.203 | 203.8089 | 247.8632 | 247.7218 | 247.7218 | 150.313 | 243.2887 | 153.9795
2020-05-04 05:02 | 0.00 | 202.8405 | 135.1219 | 174.8177 | 151.2685 | 174.8169 | 228.1016 | 130.8456 | 174.815 | 134.5842 | 174.815 | 172.4933 | 174.8163 | 125.4897 | 126.5045 | 174.8159 | 173.5242 | 208.7001 | 208.645 | 208.645 | 126.5045 | 206.8857 | 131.7861
2020-05-04 05:03 | 0.00 | 147.6069 | 77.9002 | 121.0806 | 89.6291 | 121.0599 | 172.849 | 64.5573 | 121.036 | 78.0573 | 121.1406 | 120.3301 | 121.0501 | 83.4968 | 84.6873 | 121.1325 | 121.2943 | 145.2393 | 145.2912 | 145.2912 | 84.6873 | 146.0477 | 90.8371
2020-05-04 05:04 | 0.00 | 77.9148 | 25.1016 | 57.7241 | 30.183 | 57.6894 | 98.9839 | 15.6075 | 57.6498 | 25.5186 | 57.8288 | 58.2029 | 57.6731 | 37.0218 | 37.9808 | 57.8143 | 59.0084 | 70.3794 | 70.5074 | 70.5074 | 37.9808 | 72.7404 | 43.0309
2020-05-04 05:05 | 0.00 | 12.5453 | 3.5926 | 7.741 | 3.6245 | 7.7149 | 18.6994 | 3.5618 | 7.6851 | 3.5926 | 7.8204 | 8.0032 | 7.7026 | 4.868 | 5.0114 | 7.8094 | 8.9305 | 9.4687 | 9.5708 | 9.5708 | 5.0114 | 10.3612 | 5.9407
2020-05-04 05:06 | 0.00 | 0 | 0 | 0 | 0 | 0 | 0 | 0 | 0 | 0 | 0 | 0 | 0 | 0 | 0 | 0 | 0 | 0 | 0 | 0 | 0 | 0 | 0
2020-05-04 05:07 | 0.00 | 0 | 0 | 0 | 0 | 0 | 0 | 0 | 0 | 0 | 0 | 0 | 0 | 0 | 0 | 0 | 0 | 0 | 0 | 0 | 0 | 0 | 0
2020-05-04 05:08 | 0.00 | 0 | 0 | 0 | 0 | 0 | 0 | 0 | 0 | 0 | 0 | 0 | 0 | 0 | 0 | 0 | 0 | 0 | 0 | 0 | 0 | 0 | 0
2020-05-04 05:09 | 0.00 | 0 | 0 | 0 | 0 | 0 | 0 | 0 | 0 | 0 | 0 | 0 | 0 | 0 | 0 | 0 | 0 | 0 | 0 | 0 | 0 | 0 | 0
2020-05-04 05:10 | 0.00 | 0 | 0 | 0 | 0 | 0 | 0 | 0 | 0 | 0 | 0 | 0 | 0 | 0 | 0 | 0 | 0 | 0 | 0 | 0 | 0 | 0 | 0
2020-05-04 05:11 | 0.00 | 0 | 0 | 0 | 0 | 0 | 0 | 0 | 0 | 0 | 0 | 0 | 0 | 0 | 0 | 0 | 0 | 0 | 0 | 0 | 0 | 0 | 0
2020-05-04 05:12 | 0.00 | 0 | 0 | 0 | 0 | 0 | 0 | 0 | 0 | 0 | 0 | 0 | 0 | 0 | 0 | 0 | 0 | 0 | 0 | 0 | 0 | 0 | 0
2020-05-04 05:13 | 0.00 | 0 | 0 | 0 | 0 | 0 | 0 | 0 | 0 | 0 | 0 | 0 | 0 | 0 | 0 | 0 | 0 | 0 | 0 | 0 | 0 | 0 | 0
2020-05-04 05:14 | 0.00 | 0 | 0 | 0 | 0 | 0 | 0 | 0 | 0 | 0 | 0 | 0 | 0 | 0 | 0 | 0 | 0 | 0 | 0 | 0 | 0 | 0 | 0
2020-05-04 05:15 | 0.00 | 0 | 0 | 0 | 0 | 0 | 0 | 0 | 0 | 0 | 0 | 0 | 0 | 0 | 0 | 0 | 0 | 0 | 0 | 0 | 0 | 0 | 0
2020-05-04 05:16 | 0.00 | 0 | 0 | 0 | 0 | 0 | 0 | 0 | 0 | 0 | 0 | 0 | 0 | 0 | 0 | 0 | 0 | 0 | 0 | 0 | 0 | 0 | 0
2020-05-04 05:17 | 0.00 | 0 | 0 | 0 | 0 | 0 | 0 | 0 | 0 | 0 | 0 | 0 | 0 | 0 | 0 | 0 | 0 | 0 | 0 | 0 | 0 | 0 | 0
2020-05-04 05:18 | 0.00 | 0 | 0 | 0 | 0 | 0 | 0 | 0 | 0 | 0 | 0 | 0 | 0 | 0 | 0 | 0 | 0 | 0 | 0 | 0 | 0 | 0 | 0
2020-05-04 05:19 | 0.00 | 20.4123 | 19.5529 | 14.5522 | 27.8153 | 14.5199 | 25.9901 | 38.0754 | 14.4831 | 18.3334 | 14.6503 | 11.736 | 14.5047 | 2.6723 | 2.6091 | 14.6367 | 15.8822 | 40.1157 | 40.2285 | 40.2285 | 2.6091 | 33.0049 | 2.4357
2020-05-04 05:20 | 0.00 | 98.103 | 88.4771 | 78.3406 | 112.777 | 78.3094 | 115.3497 | 137.3024 | 78.2738 | 84.9553 | 78.434 | 69.5199 | 78.2948 | 21.4013 | 20.7454 | 78.4211 | 79.3543 | 150.0695 | 150.1142 | 150.1142 | 20.7454 | 132.0283 | 17.8717
2020-05-04 05:21 | 0.00 | 164.0935 | 143.0851 | 140.4013 | 169.1386 | 140.3869 | 183.8713 | 188.6511 | 140.3699 | 139.5658 | 140.4415 | 131.3355 | 140.38 | 68.4892 | 67.7666 | 140.4362 | 140.1382 | 212.6423 | 212.5794 | 212.5794 | 67.7666 | 196.1 | 64.5282
2020-05-04 05:22 | 0.00 | 213.4656 | 181.4233 | 187.748 | 206.9703 | 187.753 | 234.6943 | 219.2259 | 187.7575 | 178.3024 | 187.7268 | 179.6204 | 187.755 | 114.0077 | 113.593 | 187.7303 | 186.0121 | 254.6435 | 254.486 | 254.486 | 113.593 | 240.7878 | 111.8744
2020-05-04 05:23 | 0.00 | 241.5962 | 199.2951 | 214.6792 | 223.3005 | 214.6978 | 263.9363 | 227.5216 | 214.7175 | 196.729 | 214.6148 | 207.8635 | 214.7061 | 144.1088 | 144.0794 | 214.6245 | 211.9071 | 274.1551 | 273.9475 | 273.9475 | 144.0794 | 263.341 | 144.251
2020-05-04 05:24 | 0.00 | 249.8077 | 198.0459 | 222.1673 | 219.9099 | 222.1901 | 273.1336 | 215.8105 | 222.2144 | 196.1116 | 222.0898 | 216.7998 | 222.2004 | 157.1119 | 157.4648 | 222.1014 | 219.1051 | 273.3669 | 273.1614 | 273.1614 | 157.4648 | 265.6625 | 159.5059
2020-05-04 05:25 | 0.00 | 228.9252 | 172.9064 | 202.8172 | 190.9042 | 202.83 | 251.5169 | 179.4807 | 202.8433 | 171.7207 | 202.7712 | 199.1663 | 202.8357 | 148.5683 | 149.2117 | 202.7782 | 200.4853 | 242.6171 | 242.4853 | 242.4853 | 149.2117 | 238.2547 | 152.6543
2020-05-04 05:26 | 0.00 | 201.7411 | 135.3139 | 174.2895 | 151.0621 | 174.2884 | 226.4874 | 130.9178 | 174.2862 | 134.7984 | 174.2878 | 172.0326 | 174.2876 | 126.0644 | 127.0604 | 174.2885 | 173.02 | 207.2586 | 207.2068 | 207.2068 | 127.0604 | 205.5743 | 132.2434
2020-05-04 05:27 | 0.00 | 151.3276 | 80.1351 | 124.2927 | 92.0795 | 124.2731 | 177.031 | 66.3615 | 124.2503 | 80.3032 | 124.3496 | 123.5468 | 124.2637 | 85.9984 | 87.219 | 124.3419 | 124.4304 | 148.79 | 148.8368 | 148.8368 | 87.219 | 149.6643 | 93.52
2020-05-04 05:28 | 0.00 | 79.9545 | 24.3905 | 58.6845 | 29.6151 | 58.6499 | 102.2177 | 14.5795 | 58.6104 | 24.8327 | 58.7887 | 59.2318 | 58.6336 | 37.1327 | 38.1486 | 58.7742 | 59.9579 | 71.8228 | 71.9499 | 71.9499 | 38.1486 | 74.3705 | 43.4972
2020-05-04 05:29 | 0.00 | 13.3586 | 3.6047 | 8.1657 | 3.648 | 8.1396 | 19.9112 | 3.5752 | 8.1098 | 3.6047 | 8.245 | 8.4607 | 8.1273 | 5.0549 | 5.2149 | 8.234 | 9.3734 | 10.0083 | 10.1104 | 10.1104 | 5.2149 | 10.9849 | 6.2506
2020-05-04 05:30 | 0.00 | 0 | 0 | 0 | 0 | 0 | 0 | 0 | 0 | 0 | 0 | 0 | 0 | 0 | 0 | 0 | 0 | 0 | 0 | 0 | 0 | 0 | 0
2020-05-04 05:31 | 0.00 | 0 | 0 | 0 | 0 | 0 | 0 | 0 | 0 | 0 | 0 | 0 | 0 | 0 | 0 | 0 | 0 | 0 | 0 | 0 | 0 | 0 | 0
2020-05-04 05:32 | 0.00 | 0 | 0 | 0 | 0 | 0 | 0 | 0 | 0 | 0 | 0 | 0 | 0 | 0 | 0 | 0 | 0 | 0 | 0 | 0 | 0 | 0 | 0
2020-05-04 05:33 | 0.00 | 0 | 0 | 0 | 0 | 0 | 0 | 0 | 0 | 0 | 0 | 0 | 0 | 0 | 0 | 0 | 0 | 0 | 0 | 0 | 0 | 0 | 0
2020-05-04 05:34 | 0.00 | 0 | 0 | 0 | 0 | 0 | 0 | 0 | 0 | 0 | 0 | 0 | 0 | 0 | 0 | 0 | 0 | 0 | 0 | 0 | 0 | 0 | 0
2020-05-04 05:35 | 0.00 | 0 | 0 | 0 | 0 | 0 | 0 | 0 | 0 | 0 | 0 | 0 | 0 | 0 | 0 | 0 | 0 | 0 | 0 | 0 | 0 | 0 | 0
2020-05-04 05:36 | 0.00 | 0 | 0 | 0 | 0 | 0 | 0 | 0 | 0 | 0 | 0 | 0 | 0 | 0 | 0 | 0 | 0 | 0 | 0 | 0 | 0 | 0 | 0
2020-05-04 05:37 | 0.00 | 0 | 0 | 0 | 0 | 0 | 0 | 0 | 0 | 0 | 0 | 0 | 0 | 0 | 0 | 0 | 0 | 0 | 0 | 0 | 0 | 0 | 0
2020-05-04 05:38 | 0.00 | 0 | 0 | 0 | 0 | 0 | 0 | 0 | 0 | 0 | 0 | 0 | 0 | 0 | 0 | 0 | 0 | 0 | 0 | 0 | 0 | 0 | 0
2020-05-04 05:39 | 0.00 | 0 | 0 | 0 | 0 | 0 | 0 | 0 | 0 | 0 | 0 | 0 | 0 | 0 | 0 | 0 | 0 | 0 | 0 | 0 | 0 | 0 | 0
2020-05-04 05:40 | 0.00 | 0 | 0 | 0 | 0 | 0 | 0 | 0 | 0 | 0 | 0 | 0 | 0 | 0 | 0 | 0 | 0 | 0 | 0 | 0 | 0 | 0 | 0
2020-05-04 05:41 | 0.00 | 0 | 0 | 0 | 0 | 0 | 0 | 0 | 0 | 0 | 0 | 0 | 0 | 0 | 0 | 0 | 0 | 0 | 0 | 0 | 0 | 0 | 0
2020-05-04 05:42 | 0.00 | 0 | 0 | 0 | 0 | 0 | 0 | 0 | 0 | 0 | 0 | 0 | 0 | 0 | 0 | 0 | 0 | 0 | 0 | 0 | 0 | 0 | 0
2020-05-04 05:43 | 0.00 | 21.3894 | 20.6083 | 15.3919 | 29.1072 | 15.3596 | 27.0849 | 39.7068 | 15.3229 | 19.3503 | 15.4898 | 12.4908 | 15.3445 | 3.1267 | 3.0606 | 15.4762 | 16.7175 | 41.6821 | 41.7941 | 41.7941 | 3.0606 | 34.3638 | 2.8733
2020-05-04 05:44 | 0.00 | 98.7379 | 89.4112 | 79.259 | 113.4189 | 79.228 | 115.6725 | 137.685 | 79.1925 | 85.9226 | 79.3519 | 70.5138 | 79.2134 | 22.6077 | 21.945 | 79.3391 | 80.2613 | 150.0177 | 150.0626 | 150.0626 | 21.945 | 132.2432 | 19.0343
2020-05-04 05:45 | 0.00 | 163.5849 | 143.1441 | 140.4329 | 168.6359 | 140.4186 | 182.7982 | 187.6876 | 140.4016 | 139.6883 | 140.473 | 131.5228 | 140.4117 | 69.4059 | 68.6843 | 140.4678 | 140.1683 | 210.7979 | 210.7387 | 210.7387 | 68.6843 | 194.7702 | 65.448
2020-05-04 05:46 | 0.00 | 212.7128 | 182.1388 | 188.1313 | 206.6313 | 188.1366 | 232.8738 | 218.364 | 188.1414 | 179.1389 | 188.1093 | 180.3201 | 188.1387 | 117.0621 | 116.6573 | 188.1129 | 186.3762 | 251.9619 | 251.8108 | 251.8108 | 116.6573 | 238.8016 | 114.9745
2020-05-04 05:47 | 0.00 | 251.7391 | 209.8623 | 225.1354 | 233.65 | 225.1604 | 273.6739 | 237.7396 | 225.1872 | 207.3179 | 225.051 | 218.3906 | 225.1717 | 154.9803 | 154.955 | 225.0636 | 222.3024 | 283.7855 | 283.5496 | 283.5496 | 154.955 | 273.1943 | 155.1366
2020-05-04 05:48 | 0.00 | 244.1215 | 198.9438 | 220.0339 | 218.0258 | 220.0562 | 264.2481 | 214.2549 | 220.0799 | 197.2555 | 219.9581 | 215.3339 | 220.0662 | 163.006 | 163.3103 | 219.9694 | 217.3644 | 264.3662 | 264.1803 | 264.1803 | 163.3103 | 257.8358 | 165.0682
2020-05-04 05:49 | 0.00 | 218.4903 | 171.1959 | 196.5687 | 186.3063 | 196.5785 | 237.2293 | 176.3472 | 196.5884 | 170.2068 | 196.5324 | 193.4991 | 196.5827 | 150.6274 | 151.1693 | 196.5381 | 194.4833 | 229.4112 | 229.3085 | 229.3085 | 151.1693 | 226.0353 | 154.0688
2020-05-04 05:50 | 0.00 | 169.6332 | 130.1167 | 153.4725 | 139.3902 | 153.4646 | 183.7616 | 126.9409 | 153.4547 | 129.8177 | 153.4924 | 152.1147 | 153.4606 | 124.1935 | 124.7734 | 153.49 | 152.7218 | 171.699 | 171.7012 | 171.7012 | 124.7734 | 171.2882 | 127.8063
2020-05-04 05:51 | 0.00 | 101.7737 | 72.743 | 91.0309 | 77.354 | 91.0026 | 111.63 | 66.2408 | 90.9702 | 72.8462 | 91.1151 | 90.7548 | 90.9893 | 75.348 | 75.8292 | 91.1036 | 91.8253 | 99.1695 | 99.2723 | 99.2723 | 75.8292 | 100.1977 | 78.3485
2020-05-04 05:52 | 0.00 | 68.2877 | 31.0368 | 54.214 | 34.6294 | 54.1793 | 82.8271 | 23.9544 | 54.1398 | 31.3403 | 54.3186 | 54.5464 | 54.163 | 39.4821 | 40.1534 | 54.3042 | 55.4967 | 62.4504 | 62.5811 | 62.5811 | 40.1534 | 64.3395 | 43.7019
2020-05-04 05:53 | 0.00 | 10.7422 | 4.7462 | 7.7952 | 4.7918 | 7.769 | 14.304 | 4.6936 | 7.7393 | 4.7462 | 7.8745 | 7.937 | 7.7568 | 5.8057 | 5.8995 | 7.8635 | 8.8924 | 8.7166 | 8.8188 | 8.8188 | 5.8995 | 9.3208 | 6.4978
2020-05-04 05:54 | 0.00 | 0 | 0 | 0 | 0 | 0 | 0 | 0 | 0 | 0 | 0 | 0 | 0 | 0 | 0 | 0 | 0 | 0 | 0 | 0 | 0 | 0 | 0
2020-05-04 05:55 | 0.00 | 0 | 0 | 0 | 0 | 0 | 0 | 0 | 0 | 0 | 0 | 0 | 0 | 0 | 0 | 0 | 0 | 0 | 0 | 0 | 0 | 0 | 0
2020-05-04 05:56 | 0.00 | 0 | 0 | 0 | 0 | 0 | 0 | 0 | 0 | 0 | 0 | 0 | 0 | 0 | 0 | 0 | 0 | 0 | 0 | 0 | 0 | 0 | 0
2020-05-04 05:57 | 0.00 | 0 | 0 | 0 | 0 | 0 | 0 | 0 | 0 | 0 | 0 | 0 | 0 | 0 | 0 | 0 | 0 | 0 | 0 | 0 | 0 | 0 | 0
2020-05-04 05:58 | 0.00 | 0 | 0 | 0 | 0 | 0 | 0 | 0 | 0 | 0 | 0 | 0 | 0 | 0 | 0 | 0 | 0 | 0 | 0 | 0 | 0 | 0 | 0
2020-05-04 05:59 | 0.00 | 0 | 0 | 0 | 0 | 0 | 0 | 0 | 0 | 0 | 0 | 0 | 0 | 0 | 0 | 0 | 0 | 0 | 0 | 0 | 0 | 0 | 0
2020-05-04 06:00 | 0.00 | 0 | 0 | 0 | 0 | 0 | 0 | 0 | 0 | 0 | 0 | 0 | 0 | 0 | 0 | 0 | 0 | 0 | 0 | 0 | 0 | 0 | 0
2020-05-04 06:01 | 0.00 | 0 | 0 | 0 | 0 | 0 | 0 | 0 | 0 | 0 | 0 | 0 | 0 | 0 | 0 | 0 | 0 | 0 | 0 | 0 | 0 | 0 | 0
2020-05-04 06:02 | 0.00 | 0 | 0 | 0 | 0 | 0 | 0 | 0 | 0 | 0 | 0 | 0 | 0 | 0 | 0 | 0 | 0 | 0 | 0 | 0 | 0 | 0 | 0
2020-05-04 06:03 | 0.00 | 0 | 0 | 0 | 0 | 0 | 0 | 0 | 0 | 0 | 0 | 0 | 0 | 0 | 0 | 0 | 0 | 0 | 0 | 0 | 0 | 0 | 0
2020-05-04 06:04 | 0.00 | 0 | 0 | 0 | 0 | 0 | 0 | 0 | 0 | 0 | 0 | 0 | 0 | 0 | 0 | 0 | 0 | 0 | 0 | 0 | 0 | 0 | 0
2020-05-04 06:05 | 0.00 | 0 | 0 | 0 | 0 | 0 | 0 | 0 | 0 | 0 | 0 | 0 | 0 | 0 | 0 | 0 | 0 | 0 | 0 | 0 | 0 | 0 | 0
2020-05-04 06:06 | 0.00 | 0 | 0 | 0 | 0 | 0 | 0 | 0 | 0 | 0 | 0 | 0 | 0 | 0 | 0 | 0 | 0 | 0 | 0 | 0 | 0 | 0 | 0
2020-05-04 06:07 | 0.00 | 23.478 | 22.6536 | 16.2047 | 33.0012 | 16.1725 | 30.4095 | 45.9741 | 16.1365 | 21.118 | 16.3023 | 12.6933 | 16.1574 | 1.5631 | 1.4985 | 16.2887 | 17.5447 | 48.3293 | 48.4099 | 48.4099 | 1.4985 | 39.3868 | 1.3228
2020-05-04 06:08 | 0.00 | 102.6259 | 92.9854 | 82.0799 | 118.3875 | 82.0494 | 120.4972 | 144.2017 | 82.0146 | 89.2896 | 82.1709 | 72.8277 | 82.0351 | 22.334 | 21.6353 | 82.1584 | 83.0371 | 157.0639 | 157.0985 | 157.0985 | 21.6353 | 138.1874 | 18.5654
2020-05-04 06:09 | 0.00 | 167.3916 | 146.473 | 143.5589 | 172.7763 | 143.5456 | 187.2124 | 192.5785 | 143.5299 | 142.9092 | 143.5955 | 134.3806 | 143.5392 | 70.6967 | 69.9553 | 143.5907 | 143.2101 | 216.4096 | 216.3389 | 216.3389 | 69.9553 | 199.7331 | 66.6269
2020-05-04 06:10 | 0.00 | 217.7829 | 185.1784 | 191.5131 | 211.3311 | 191.5199 | 239.4361 | 223.9667 | 191.5265 | 181.9777 | 191.4861 | 183.1828 | 191.5228 | 115.9759 | 115.5464 | 191.4904 | 189.6386 | 260.0047 | 259.8336 | 259.8336 | 115.5464 | 245.8059 | 113.7605
2020-05-04 06:11 | 0.00 | 241.6882 | 199.3704 | 214.7132 | 223.4805 | 214.7319 | 264.0395 | 227.7931 | 214.7516 | 196.7877 | 214.6488 | 207.8584 | 214.7402 | 143.7611 | 143.7273 | 214.6585 | 211.9405 | 274.3925 | 274.1843 | 274.1843 | 143.7273 | 263.5364 | 143.8788
2020-05-04 06:12 | 0.00 | 247.6982 | 195.7968 | 219.973 | 217.726 | 219.9946 | 271.1044 | 213.6242 | 220.0175 | 193.8562 | 219.8995 | 214.5844 | 220.0042 | 154.7209 | 155.0729 | 219.9104 | 216.9798 | 271.3433 | 271.1432 | 271.1432 | 155.0729 | 263.6084 | 157.1123
2020-05-04 06:13 | 0.00 | 197.6573 | 163.7095 | 181.8775 | 174.785 | 181.8805 | 210.7112 | 167.5876 | 181.8829 | 162.9594 | 181.8627 | 179.5505 | 181.8816 | 147.606 | 147.9737 | 181.8653 | 180.2944 | 205.1413 | 205.0873 | 205.0873 | 147.9737 | 202.991 | 149.9577
2020-05-04 06:14 | 0.00 | 168.7762 | 126.7357 | 151.9116 | 136.2307 | 151.9021 | 183.5313 | 122.4383 | 151.8906 | 126.4838 | 151.9361 | 150.6271 | 151.8975 | 121.941 | 122.5815 | 151.9331 | 151.2735 | 170.2427 | 170.2507 | 170.2507 | 122.5815 | 170.0258 | 125.9192
2020-05-04 06:15 | 0.00 | 138.2739 | 80.777 | 116.7166 | 90.1077 | 116.6944 | 158.632 | 68.7824 | 116.6687 | 80.9611 | 116.7817 | 116.2092 | 116.6838 | 86.3002 | 87.2921 | 116.7729 | 117.0518 | 135.1237 | 135.1905 | 135.1905 | 87.2921 | 136.27 | 92.4162
2020-05-04 06:16 | 0.00 | 78.3952 | 29.8714 | 60.1256 | 34.5511 | 60.0916 | 97.2982 | 20.4601 | 60.0527 | 30.2786 | 60.2281 | 60.5964 | 60.0756 | 41.1939 | 42.0845 | 60.2139 | 61.358 | 71.0329 | 71.159 | 71.159 | 42.0845 | 73.3938 | 46.7623
2020-05-04 06:17 | 0.00 | 6.7807 | 3.3982 | 5.2335 | 3.4416 | 5.2072 | 8.6913 | 3.3531 | 5.1774 | 3.3982 | 5.3131 | 5.2776 | 5.1949 | 4.0814 | 4.1206 | 5.302 | 6.3961 | 5.6253 | 5.728 | 5.728 | 4.1206 | 5.9682 | 4.4011
2020-05-04 06:18 | 0.00 | 0 | 0 | 0 | 0 | 0 | 0 | 0 | 0 | 0 | 0 | 0 | 0 | 0 | 0 | 0 | 0 | 0 | 0 | 0 | 0 | 0 | 0
2020-05-04 06:19 | 0.00 | 0 | 0 | 0 | 0 | 0 | 0 | 0 | 0 | 0 | 0 | 0 | 0 | 0 | 0 | 0 | 0 | 0 | 0 | 0 | 0 | 0 | 0
2020-05-04 06:20 | 0.00 | 0 | 0 | 0 | 0 | 0 | 0 | 0 | 0 | 0 | 0 | 0 | 0 | 0 | 0 | 0 | 0 | 0 | 0 | 0 | 0 | 0 | 0
2020-05-04 06:21 | 0.00 | 0 | 0 | 0 | 0 | 0 | 0 | 0 | 0 | 0 | 0 | 0 | 0 | 0 | 0 | 0 | 0 | 0 | 0 | 0 | 0 | 0 | 0
2020-05-04 06:22 | 0.00 | 0 | 0 | 0 | 0 | 0 | 0 | 0 | 0 | 0 | 0 | 0 | 0 | 0 | 0 | 0 | 0 | 0 | 0 | 0 | 0 | 0 | 0
2020-05-04 06:23 | 0.00 | 0 | 0 | 0 | 0 | 0 | 0 | 0 | 0 | 0 | 0 | 0 | 0 | 0 | 0 | 0 | 0 | 0 | 0 | 0 | 0 | 0 | 0
2020-05-04 06:24 | 0.00 | 0 | 0 | 0 | 0 | 0 | 0 | 0 | 0 | 0 | 0 | 0 | 0 | 0 | 0 | 0 | 0 | 0 | 0 | 0 | 0 | 0 | 0
2020-05-04 06:25 | 0.00 | 0 | 0 | 0 | 0 | 0 | 0 | 0 | 0 | 0 | 0 | 0 | 0 | 0 | 0 | 0 | 0 | 0 | 0 | 0 | 0 | 0 | 0
2020-05-04 06:26 | 0.00 | 0 | 0 | 0 | 0 | 0 | 0 | 0 | 0 | 0 | 0 | 0 | 0 | 0 | 0 | 0 | 0 | 0 | 0 | 0 | 0 | 0 | 0
2020-05-04 06:27 | 0.00 | 0 | 0 | 0 | 0 | 0 | 0 | 0 | 0 | 0 | 0 | 0 | 0 | 0 | 0 | 0 | 0 | 0 | 0 | 0 | 0 | 0 | 0
2020-05-04 06:28 | 0.00 | 0 | 0 | 0 | 0 | 0 | 0 | 0 | 0 | 0 | 0 | 0 | 0 | 0 | 0 | 0 | 0 | 0 | 0 | 0 | 0 | 0 | 0
2020-05-04 06:29 | 0.00 | 0 | 0 | 0 | 0 | 0 | 0 | 0 | 0 | 0 | 0 | 0 | 0 | 0 | 0 | 0 | 0 | 0 | 0 | 0 | 0 | 0 | 0
2020-05-04 06:30 | 0.00 | 0 | 0 | 0 | 0 | 0 | 0 | 0 | 0 | 0 | 0 | 0 | 0 | 0 | 0 | 0 | 0 | 0 | 0 | 0 | 0 | 0 | 0
2020-05-04 06:31 | 0.00 | 16.8316 | 16.4128 | 12.5378 | 22.6007 | 12.5053 | 20.898 | 30.4305 | 12.4683 | 15.4953 | 12.6364 | 10.4158 | 12.49 | 3.6936 | 3.6375 | 12.6227 | 13.8804 | 31.6289 | 31.7481 | 31.7481 | 3.6375 | 26.2619 | 3.4742
2020-05-04 06:32 | 0.00 | 84.6641 | 79.2663 | 72.9385 | 93.9861 | 72.9074 | 94.5846 | 108.8725 | 72.8718 | 77.1227 | 73.0318 | 67.5374 | 72.8928 | 37.478 | 37.0271 | 73.0189 | 73.9489 | 115.7993 | 115.872 | 115.872 | 37.0271 | 105.0285 | 35.0376
2020-05-04 06:33 | 0.00 | 138.7071 | 125.7373 | 125.1438 | 140.6662 | 125.1262 | 149.5312 | 150.9084 | 125.1058 | 123.7523 | 125.1939 | 119.9933 | 125.1179 | 82.9896 | 82.5805 | 125.1872 | 125.1201 | 165.1283 | 165.1294 | 165.1294 | 82.5805 | 156.2492 | 80.7671
2020-05-04 06:34 | 0.00 | 141.9934 | 131.1431 | 134.0289 | 139.2381 | 134.0151 | 147.7229 | 141.9821 | 133.9989 | 130.1797 | 134.067 | 131.4585 | 134.0085 | 109.657 | 109.5303 | 134.062 | 133.7174 | 153.0579 | 153.0763 | 153.0763 | 109.5303 | 149.5895 | 109.0328
2020-05-04 06:35 | 0.00 | 169.9255 | 158.0854 | 162.663 | 165.021 | 162.6586 | 174.7908 | 165.4663 | 162.6527 | 157.3358 | 162.6717 | 160.6192 | 162.6563 | 140.9396 | 140.9067 | 162.671 | 161.6447 | 177.3607 | 177.3509 | 177.3509 | 140.9067 | 175.2664 | 140.8458
2020-05-04 06:36 | 0.00 | 235.474 | 192.4674 | 212.8789 | 210.2502 | 212.897 | 254.2485 | 206.0719 | 212.9161 | 190.9225 | 212.8164 | 208.5521 | 212.905 | 159.5161 | 159.8247 | 212.8258 | 210.2247 | 253.6518 | 253.4926 | 253.4926 | 159.8247 | 247.8371 | 161.5911
2020-05-04 06:37 | 0.00 | 223.3891 | 174.1982 | 200.508 | 190.0862 | 200.5209 | 242.9126 | 179.9214 | 200.5342 | 173.1437 | 200.4619 | 197.2657 | 200.5265 | 152.2658 | 152.8269 | 200.4689 | 198.1739 | 235.091 | 234.9675 | 234.9675 | 152.8269 | 231.4608 | 155.8299
2020-05-04 06:38 | 0.00 | 46.8857 | 46.7686 | 47.0759 | 46.7923 | 47.0398 | 46.1228 | 46.2398 | 46.9986 | 46.7677 | 47.185 | 46.9824 | 47.0228 | 46.1398 | 46.1006 | 47.1699 | 48.4661 | 45.4944 | 45.6371 | 45.6371 | 46.1006 | 46.1188 | 45.9683
2020-05-04 06:39 | 0.00 | 74.098 | 67.3712 | 71.8949 | 68.3216 | 71.8621 | 75.529 | 65.1587 | 71.8246 | 67.4087 | 71.9934 | 71.7972 | 71.8467 | 67.6121 | 67.6964 | 71.9798 | 73.0319 | 71.8483 | 71.9773 | 71.9773 | 67.6964 | 72.8255 | 68.1902
2020-05-04 06:40 | 0.00 | 49.1762 | 41.9864 | 46.7094 | 42.809 | 46.6732 | 51.2406 | 39.8449 | 46.6321 | 42.0456 | 46.8185 | 46.6694 | 46.6563 | 43.0398 | 43.1339 | 46.8034 | 48.1005 | 47.1475 | 47.2888 | 47.2888 | 43.1339 | 47.9396 | 43.6861
2020-05-04 06:41 | 0.00 | 4.4849 | 4.3766 | 4.4616 | 4.3782 | 4.4419 | 4.462 | 4.3171 | 4.4196 | 4.3766 | 4.5212 | 4.421 | 4.4327 | 4.3228 | 4.3029 | 4.513 | 5.4298 | 4.215 | 4.2921 | 4.2921 | 4.3029 | 4.3018 | 4.2386
2020-05-04 06:42 | 0.00 | 0 | 0 | 0 | 0 | 0 | 0 | 0 | 0 | 0 | 0 | 0 | 0 | 0 | 0 | 0 | 0 | 0 | 0 | 0 | 0 | 0 | 0
2020-05-04 06:43 | 0.00 | 0 | 0 | 0 | 0 | 0 | 0 | 0 | 0 | 0 | 0 | 0 | 0 | 0 | 0 | 0 | 0 | 0 | 0 | 0 | 0 | 0 | 0
2020-05-04 06:44 | 0.00 | 0 | 0 | 0 | 0 | 0 | 0 | 0 | 0 | 0 | 0 | 0 | 0 | 0 | 0 | 0 | 0 | 0 | 0 | 0 | 0 | 0 | 0
2020-05-04 06:45 | 0.00 | 0 | 0 | 0 | 0 | 0 | 0 | 0 | 0 | 0 | 0 | 0 | 0 | 0 | 0 | 0 | 0 | 0 | 0 | 0 | 0 | 0 | 0
2020-05-04 06:46 | 0.00 | 0 | 0 | 0 | 0 | 0 | 0 | 0 | 0 | 0 | 0 | 0 | 0 | 0 | 0 | 0 | 0 | 0 | 0 | 0 | 0 | 0 | 0
2020-05-04 06:47 | 0.00 | 0 | 0 | 0 | 0 | 0 | 0 | 0 | 0 | 0 | 0 | 0 | 0 | 0 | 0 | 0 | 0 | 0 | 0 | 0 | 0 | 0 | 0
2020-05-04 06:48 | 0.00 | 0 | 0 | 0 | 0 | 0 | 0 | 0 | 0 | 0 | 0 | 0 | 0 | 0 | 0 | 0 | 0 | 0 | 0 | 0 | 0 | 0 | 0
2020-05-04 06:49 | 0.00 | 0 | 0 | 0 | 0 | 0 | 0 | 0 | 0 | 0 | 0 | 0 | 0 | 0 | 0 | 0 | 0 | 0 | 0 | 0 | 0 | 0 | 0
2020-05-04 06:50 | 0.00 | 0 | 0 | 0 | 0 | 0 | 0 | 0 | 0 | 0 | 0 | 0 | 0 | 0 | 0 | 0 | 0 | 0 | 0 | 0 | 0 | 0 | 0
2020-05-04 06:51 | 0.00 | 0 | 0 | 0 | 0 | 0 | 0 | 0 | 0 | 0 | 0 | 0 | 0 | 0 | 0 | 0 | 0 | 0 | 0 | 0 | 0 | 0 | 0
2020-05-04 06:52 | 0.00 | 0 | 0 | 0 | 0 | 0 | 0 | 0 | 0 | 0 | 0 | 0 | 0 | 0 | 0 | 0 | 0 | 0 | 0 | 0 | 0 | 0 | 0
2020-05-04 06:53 | 0.00 | 0 | 0 | 0 | 0 | 0 | 0 | 0 | 0 | 0 | 0 | 0 | 0 | 0 | 0 | 0 | 0 | 0 | 0 | 0 | 0 | 0 | 0
2020-05-04 06:54 | 0.00 | 0 | 0 | 0 | 0 | 0 | 0 | 0 | 0 | 0 | 0 | 0 | 0 | 0 | 0 | 0 | 0 | 0 | 0 | 0 | 0 | 0 | 0
2020-05-04 06:55 | 0.00 | 8.2769 | 8.2162 | 8.0357 | 8.5992 | 8.0029 | 8.4086 | 8.9716 | 7.9657 | 8.1593 | 8.1351 | 7.8309 | 7.9876 | 7.1921 | 7.1513 | 8.1213 | 9.3977 | 8.7864 | 8.9146 | 8.9146 | 7.1513 | 8.5896 | 7.0128
2020-05-04 06:56 | 0.00 | 39.7444 | 39.1984 | 39.0351 | 40.2545 | 38.9985 | 39.9129 | 40.8685 | 38.9568 | 39.0488 | 39.1458 | 38.5719 | 38.9813 | 35.728 | 35.6549 | 39.1305 | 40.4637 | 40.8627 | 41.0047 | 41.0047 | 35.6549 | 40.5626 | 35.3673
2020-05-04 06:57 | 0.00 | 94.4727 | 92.3005 | 92.1569 | 95.3434 | 92.1298 | 95.4781 | 97.0177 | 92.0987 | 91.8859 | 92.2374 | 91.0236 | 92.117 | 82.7545 | 82.6376 | 92.2264 | 92.8618 | 98.4379 | 98.536 | 98.536 | 82.6376 | 97.3291 | 82.1391
2020-05-04 06:58 | 0.00 | 196.7455 | 173.0413 | 177.8893 | 191.9632 | 177.8909 | 211.8798 | 200.671 | 177.8917 | 170.7357 | 177.8789 | 171.867 | 177.8914 | 122.9651 | 122.6562 | 177.8809 | 176.412 | 226.564 | 226.4603 | 226.4603 | 122.6562 | 216.6534 | 121.3757
2020-05-04 06:59 | 0.00 | 249.5871 | 209.7394 | 224.1692 | 232.5951 | 224.194 | 270.3862 | 236.6153 | 224.2206 | 207.2839 | 224.0851 | 217.6603 | 224.2052 | 156.6131 | 156.577 | 224.0976 | 221.4113 | 280.3246 | 280.0927 | 280.0927 | 156.577 | 270.2145 | 156.6909
2020-05-04 07:00 | 0.00 | 262.5651 | 214.2035 | 236.7091 | 234.8173 | 236.7407 | 284.0457 | 230.927 | 236.7748 | 212.366 | 236.6038 | 231.6244 | 236.755 | 174.9439 | 175.2684 | 236.6193 | 233.6886 | 284.4606 | 284.2218 | 284.2218 | 175.2684 | 277.432 | 177.1379
2020-05-04 07:01 | 0.00 | 131.9909 | 128.1445 | 130.8052 | 129.2702 | 130.7873 | 131.6039 | 127.1531 | 130.7665 | 128.0788 | 130.8564 | 130.5184 | 130.7788 | 125.4076 | 125.4324 | 130.8495 | 130.8062 | 129.8306 | 129.9039 | 129.9039 | 125.4324 | 131.0309 | 125.6003
2020-05-04 07:02 | 0.00 | 199.4332 | 141.9304 | 175.8405 | 155.5185 | 175.8405 | 220.3852 | 137.7006 | 175.8395 | 141.4913 | 175.8351 | 173.8996 | 175.8402 | 133.715 | 134.5804 | 175.8363 | 174.4842 | 203.4405 | 203.3929 | 203.3929 | 134.5804 | 202.3581 | 139.0813
2020-05-04 07:03 | 0.00 | 95.6455 | 70.477 | 86.2071 | 74.8301 | 86.1789 | 104.1499 | 65.3502 | 86.1465 | 70.517 | 86.2913 | 85.8394 | 86.1656 | 71.5782 | 71.9801 | 86.2797 | 86.9987 | 93.7987 | 93.9009 | 93.9009 | 71.9801 | 94.5823 | 74.0961
2020-05-04 07:04 | 0.00 | 65.202 | 36.8639 | 54.6077 | 38.9622 | 54.5726 | 76.2445 | 32.1421 | 54.5326 | 37.1379 | 54.7134 | 55.0471 | 54.5561 | 44.4007 | 44.9253 | 54.6988 | 55.9188 | 59.0948 | 59.2292 | 59.2292 | 44.9253 | 61.1355 | 47.7218
2020-05-04 07:05 | 0.00 | 14.3414 | 2.9188 | 8.6185 | 3.0441 | 8.5924 | 21.4165 | 2.901 | 8.5628 | 2.9188 | 8.6976 | 8.9767 | 8.5802 | 5.0839 | 5.2955 | 8.6866 | 9.7113 | 10.5022 | 10.6039 | 10.6039 | 5.2955 | 11.6399 | 6.564
2020-05-04 07:06 | 0.00 | 0 | 0 | 0 | 0 | 0 | 0 | 0 | 0 | 0 | 0 | 0 | 0 | 0 | 0 | 0 | 0 | 0 | 0 | 0 | 0 | 0 | 0
2020-05-04 07:07 | 0.00 | 0 | 0 | 0 | 0 | 0 | 0 | 0 | 0 | 0 | 0 | 0 | 0 | 0 | 0 | 0 | 0 | 0 | 0 | 0 | 0 | 0 | 0
2020-05-04 07:08 | 0.00 | 0 | 0 | 0 | 0 | 0 | 0 | 0 | 0 | 0 | 0 | 0 | 0 | 0 | 0 | 0 | 0 | 0 | 0 | 0 | 0 | 0 | 0
2020-05-04 07:09 | 0.00 | 0 | 0 | 0 | 0 | 0 | 0 | 0 | 0 | 0 | 0 | 0 | 0 | 0 | 0 | 0 | 0 | 0 | 0 | 0 | 0 | 0 | 0
2020-05-04 07:10 | 0.00 | 0 | 0 | 0 | 0 | 0 | 0 | 0 | 0 | 0 | 0 | 0 | 0 | 0 | 0 | 0 | 0 | 0 | 0 | 0 | 0 | 0 | 0
2020-05-04 07:11 | 0.00 | 0 | 0 | 0 | 0 | 0 | 0 | 0 | 0 | 0 | 0 | 0 | 0 | 0 | 0 | 0 | 0 | 0 | 0 | 0 | 0 | 0 | 0
2020-05-04 07:12 | 0.00 | 0 | 0 | 0 | 0 | 0 | 0 | 0 | 0 | 0 | 0 | 0 | 0 | 0 | 0 | 0 | 0 | 0 | 0 | 0 | 0 | 0 | 0
2020-05-04 07:13 | 0.00 | 0 | 0 | 0 | 0 | 0 | 0 | 0 | 0 | 0 | 0 | 0 | 0 | 0 | 0 | 0 | 0 | 0 | 0 | 0 | 0 | 0 | 0
2020-05-04 07:14 | 0.00 | 0 | 0 | 0 | 0 | 0 | 0 | 0 | 0 | 0 | 0 | 0 | 0 | 0 | 0 | 0 | 0 | 0 | 0 | 0 | 0 | 0 | 0
2020-05-04 07:15 | 0.00 | 0 | 0 | 0 | 0 | 0 | 0 | 0 | 0 | 0 | 0 | 0 | 0 | 0 | 0 | 0 | 0 | 0 | 0 | 0 | 0 | 0 | 0
2020-05-04 07:16 | 0.00 | 0 | 0 | 0 | 0 | 0 | 0 | 0 | 0 | 0 | 0 | 0 | 0 | 0 | 0 | 0 | 0 | 0 | 0 | 0 | 0 | 0 | 0
2020-05-04 07:17 | 0.00 | 0 | 0 | 0 | 0 | 0 | 0 | 0 | 0 | 0 | 0 | 0 | 0 | 0 | 0 | 0 | 0 | 0 | 0 | 0 | 0 | 0 | 0
2020-05-04 07:18 | 0.00 | 0 | 0 | 0 | 0 | 0 | 0 | 0 | 0 | 0 | 0 | 0 | 0 | 0 | 0 | 0 | 0 | 0 | 0 | 0 | 0 | 0 | 0
2020-05-04 07:19 | 0.00 | 22.3279 | 21.8661 | 16.3554 | 30.4647 | 16.3232 | 27.9433 | 41.3367 | 16.2865 | 20.5817 | 16.453 | 13.392 | 16.3081 | 3.5394 | 3.4651 | 16.4395 | 17.6751 | 42.9215 | 43.0327 | 43.0327 | 3.4651 | 35.5032 | 3.2161
2020-05-04 07:20 | 0.00 | 95.7409 | 88.4398 | 78.7393 | 109.8345 | 78.7081 | 110.3878 | 131.9673 | 78.6724 | 85.3101 | 78.8328 | 70.9109 | 78.6934 | 28.3678 | 27.7501 | 78.82 | 79.7568 | 141.8189 | 141.8752 | 141.8752 | 27.7501 | 125.8311 | 25.0286
2020-05-04 07:21 | 0.00 | 136.2606 | 126.1152 | 125.3766 | 138.3609 | 125.3594 | 144.6517 | 146.8128 | 125.3394 | 124.4757 | 125.4256 | 121.1197 | 125.3512 | 90.6493 | 90.3006 | 125.419 | 125.325 | 157.6814 | 157.6942 | 157.6942 | 90.3006 | 150.5561 | 88.7518
2020-05-04 07:22 | 0.00 | 174.9026 | 157.9576 | 161.3145 | 171.8557 | 161.3091 | 185.4196 | 178.2042 | 161.3021 | 156.2527 | 161.3263 | 156.8453 | 161.3063 | 120.6427 | 120.398 | 161.3251 | 160.3703 | 196.3184 | 196.2745 | 196.2745 | 120.398 | 189.3067 | 119.3771
2020-05-04 07:23 | 0.00 | 247.4497 | 205.6457 | 220.7972 | 229.5693 | 220.8192 | 269.3646 | 233.8228 | 220.8427 | 203.0763 | 220.722 | 213.9877 | 220.8291 | 150.0813 | 150.0446 | 220.7332 | 217.8375 | 279.6744 | 279.4517 | 279.4517 | 150.0446 | 269.0324 | 150.1763
2020-05-04 07:24 | 0.00 | 258.0233 | 206.4934 | 230.558 | 228.2946 | 230.5856 | 281.0175 | 224.0894 | 230.6154 | 204.5622 | 230.465 | 225.2075 | 230.5981 | 165.4093 | 165.7628 | 230.4787 | 227.4578 | 281.2397 | 281.0125 | 281.0125 | 165.7628 | 273.7142 | 167.8001
2020-05-04 07:25 | 0.00 | 152.9085 | 133.1959 | 143.7299 | 140.0115 | 143.7208 | 159.9315 | 135.855 | 143.7097 | 132.7007 | 143.7533 | 142.21 | 143.7163 | 122.0651 | 122.2513 | 143.7504 | 143.1489 | 156.9661 | 156.9722 | 156.9722 | 122.2513 | 155.9577 | 123.2934
2020-05-04 07:26 | 0.00 | 66.652 | 66.5773 | 66.959 | 66.5901 | 66.9255 | 65.5349 | 65.8381 | 66.8873 | 66.5769 | 67.0596 | 66.8682 | 66.9098 | 65.7229 | 65.686 | 67.0457 | 68.147 | 64.7872 | 64.9203 | 64.9203 | 65.686 | 65.6561 | 65.5602
2020-05-04 07:27 | 0.00 | 39.9404 | 39.8411 | 40.1081 | 39.8543 | 40.0708 | 39.2839 | 39.3727 | 40.0285 | 39.8412 | 40.2208 | 40.0167 | 40.0534 | 39.3153 | 39.2749 | 40.2051 | 41.5844 | 38.6941 | 38.8408 | 38.8408 | 39.2749 | 39.2401 | 39.1384
2020-05-04 07:28 | 0.00 | 16.1804 | 16.1234 | 16.2464 | 16.1263 | 16.2073 | 15.9146 | 15.9165 | 16.1628 | 16.1237 | 16.3649 | 16.1583 | 16.1889 | 15.8862 | 15.843 | 16.3485 | 17.8641 | 15.5007 | 15.6541 | 15.6541 | 15.843 | 15.7549 | 15.6967
2020-05-04 07:29 | 0.00 | 2.0276 | 2.0016 | 2.029 | 2.0018 | 2.0093 | 2.0029 | 1.9681 | 1.9868 | 2.0016 | 2.0889 | 1.9863 | 2 | 1.9573 | 1.9355 | 2.0806 | 2.8531 | 1.8382 | 1.9156 | 1.9156 | 1.9355 | 1.8884 | 1.8615
2020-05-04 07:30 | 0.00 | 0 | 0 | 0 | 0 | 0 | 0 | 0 | 0 | 0 | 0 | 0 | 0 | 0 | 0 | 0 | 0 | 0 | 0 | 0 | 0 | 0 | 0
2020-05-04 07:31 | 0.00 | 0 | 0 | 0 | 0 | 0 | 0 | 0 | 0 | 0 | 0 | 0 | 0 | 0 | 0 | 0 | 0 | 0 | 0 | 0 | 0 | 0 | 0
2020-05-04 07:32 | 0.00 | 0 | 0 | 0 | 0 | 0 | 0 | 0 | 0 | 0 | 0 | 0 | 0 | 0 | 0 | 0 | 0 | 0 | 0 | 0 | 0 | 0 | 0
2020-05-04 07:33 | 0.00 | 0 | 0 | 0 | 0 | 0 | 0 | 0 | 0 | 0 | 0 | 0 | 0 | 0 | 0 | 0 | 0 | 0 | 0 | 0 | 0 | 0 | 0
2020-05-04 07:34 | 0.00 | 0 | 0 | 0 | 0 | 0 | 0 | 0 | 0 | 0 | 0 | 0 | 0 | 0 | 0 | 0 | 0 | 0 | 0 | 0 | 0 | 0 | 0
2020-05-04 07:35 | 0.00 | 0 | 0 | 0 | 0 | 0 | 0 | 0 | 0 | 0 | 0 | 0 | 0 | 0 | 0 | 0 | 0 | 0 | 0 | 0 | 0 | 0 | 0
2020-05-04 07:36 | 0.00 | 0 | 0 | 0 | 0 | 0 | 0 | 0 | 0 | 0 | 0 | 0 | 0 | 0 | 0 | 0 | 0 | 0 | 0 | 0 | 0 | 0 | 0
2020-05-04 07:37 | 0.00 | 0 | 0 | 0 | 0 | 0 | 0 | 0 | 0 | 0 | 0 | 0 | 0 | 0 | 0 | 0 | 0 | 0 | 0 | 0 | 0 | 0 | 0
2020-05-04 07:38 | 0.00 | 0 | 0 | 0 | 0 | 0 | 0 | 0 | 0 | 0 | 0 | 0 | 0 | 0 | 0 | 0 | 0 | 0 | 0 | 0 | 0 | 0 | 0
2020-05-04 07:39 | 0.00 | 0 | 0 | 0 | 0 | 0 | 0 | 0 | 0 | 0 | 0 | 0 | 0 | 0 | 0 | 0 | 0 | 0 | 0 | 0 | 0 | 0 | 0
2020-05-04 07:40 | 0.00 | 0 | 0 | 0 | 0 | 0 | 0 | 0 | 0 | 0 | 0 | 0 | 0 | 0 | 0 | 0 | 0 | 0 | 0 | 0 | 0 | 0 | 0
2020-05-04 07:41 | 0.00 | 0 | 0 | 0 | 0 | 0 | 0 | 0 | 0 | 0 | 0 | 0 | 0 | 0 | 0 | 0 | 0 | 0 | 0 | 0 | 0 | 0 | 0
2020-05-04 07:42 | 0.00 | 0 | 0 | 0 | 0 | 0 | 0 | 0 | 0 | 0 | 0 | 0 | 0 | 0 | 0 | 0 | 0 | 0 | 0 | 0 | 0 | 0 | 0
2020-05-04 07:43 | 0.00 | 23.2802 | 22.8924 | 16.5013 | 32.7163 | 16.4691 | 29.6785 | 45.2319 | 16.4324 | 21.422 | 16.5989 | 13.1372 | 16.454 | 2.191 | 2.1146 | 16.5853 | 17.8751 | 46.9271 | 47.0357 | 47.0357 | 2.1146 | 38.4115 | 1.86
2020-05-04 07:44 | 0.00 | 102.4765 | 93.8338 | 82.6362 | 118.6377 | 82.6059 | 119.5744 | 144.1351 | 82.5713 | 90.198 | 82.7268 | 73.527 | 82.5917 | 23.5093 | 22.7854 | 82.7143 | 83.5828 | 155.7191 | 155.7556 | 155.7556 | 22.7854 | 137.3007 | 19.5836
2020-05-04 07:45 | 0.00 | 173.4801 | 152.8025 | 149.3839 | 179.6241 | 149.3729 | 193.3613 | 200.0551 | 149.3596 | 149.1477 | 149.4134 | 139.9771 | 149.3675 | 74.6947 | 73.9159 | 149.4097 | 148.866 | 223.5339 | 223.4476 | 223.4476 | 73.9159 | 206.5503 | 70.4063
2020-05-04 07:46 | 0.00 | 226.2255 | 193.8045 | 199.8838 | 220.2236 | 199.8948 | 247.73 | 233.126 | 199.906 | 190.5528 | 199.8437 | 191.4342 | 199.8995 | 123.1087 | 122.6596 | 199.8499 | 197.6937 | 268.7444 | 268.5508 | 268.5508 | 122.6596 | 254.5108 | 120.7762
2020-05-04 07:47 | 0.00 | 252.7877 | 210.2894 | 225.6658 | 234.6655 | 225.6907 | 275.0567 | 239.0308 | 225.7172 | 207.6686 | 225.5819 | 218.726 | 225.7018 | 153.5799 | 153.5416 | 225.5944 | 222.5884 | 285.6371 | 285.3978 | 285.3978 | 153.5416 | 274.7995 | 153.6681
2020-05-04 07:48 | 0.00 | 259.9895 | 207.3576 | 231.9312 | 229.6074 | 231.9596 | 283.5039 | 225.3057 | 231.9903 | 205.3878 | 231.8357 | 226.4705 | 231.9725 | 165.4669 | 165.8278 | 231.8498 | 228.8255 | 283.7199 | 283.4859 | 283.4859 | 165.8278 | 276.0252 | 167.9074
2020-05-04 07:49 | 0.00 | 247.6304 | 185.585 | 218.9938 | 205.2505 | 219.0149 | 272.3154 | 192.1118 | 219.0373 | 184.318 | 218.9218 | 215.0804 | 219.0244 | 159.5315 | 160.2683 | 218.9326 | 216.0976 | 262.0488 | 261.8725 | 261.8725 | 160.2683 | 257.5013 | 164.1885
2020-05-04 07:50 | 0.00 | 211.9693 | 143.1453 | 183.7594 | 159.301 | 183.7626 | 237.2329 | 137.9844 | 183.7651 | 142.6398 | 183.7439 | 181.4992 | 183.7638 | 133.9831 | 135.0312 | 183.7466 | 182.1603 | 216.9799 | 216.9078 | 216.9078 | 135.0312 | 215.5358 | 140.4723
2020-05-04 07:51 | 0.00 | 156.4017 | 84.9645 | 129.6189 | 96.665 | 129.6011 | 181.726 | 70.1441 | 129.5802 | 85.185 | 129.6702 | 128.9923 | 129.5925 | 91.7308 | 92.9759 | 129.6634 | 129.6223 | 152.79 | 152.8307 | 152.8307 | 92.9759 | 154.1024 | 99.3883
2020-05-04 07:52 | 0.00 | 81.2786 | 28.1064 | 61.4624 | 33.026 | 61.4283 | 101.8286 | 17.3753 | 61.3894 | 28.5887 | 61.5652 | 62.0847 | 61.4123 | 41.328 | 42.323 | 61.551 | 62.7008 | 72.5735 | 72.6999 | 72.6999 | 42.323 | 75.3941 | 47.5324
2020-05-04 07:53 | 0.00 | 14.5782 | 4.3912 | 9.6383 | 4.5099 | 9.6056 | 20.5831 | 4.3503 | 9.5684 | 4.4055 | 9.7374 | 9.9426 | 9.5902 | 6.4814 | 6.6686 | 9.7236 | 11.1032 | 11.0395 | 11.1672 | 11.1672 | 6.6686 | 12.1011 | 7.7861
2020-05-04 07:54 | 0.00 | 0 | 0 | 0 | 0 | 0 | 0 | 0 | 0 | 0 | 0 | 0 | 0 | 0 | 0 | 0 | 0 | 0 | 0 | 0 | 0 | 0 | 0
2020-05-04 07:55 | 0.00 | 0 | 0 | 0 | 0 | 0 | 0 | 0 | 0 | 0 | 0 | 0 | 0 | 0 | 0 | 0 | 0 | 0 | 0 | 0 | 0 | 0 | 0
2020-05-04 07:56 | 0.00 | 0 | 0 | 0 | 0 | 0 | 0 | 0 | 0 | 0 | 0 | 0 | 0 | 0 | 0 | 0 | 0 | 0 | 0 | 0 | 0 | 0 | 0
2020-05-04 07:57 | 0.00 | 0 | 0 | 0 | 0 | 0 | 0 | 0 | 0 | 0 | 0 | 0 | 0 | 0 | 0 | 0 | 0 | 0 | 0 | 0 | 0 | 0 | 0
2020-05-04 07:58 | 0.00 | 0 | 0 | 0 | 0 | 0 | 0 | 0 | 0 | 0 | 0 | 0 | 0 | 0 | 0 | 0 | 0 | 0 | 0 | 0 | 0 | 0 | 0
2020-05-04 07:59 | 0.00 | 0 | 0 | 0 | 0 | 0 | 0 | 0 | 0 | 0 | 0 | 0 | 0 | 0 | 0 | 0 | 0 | 0 | 0 | 0 | 0 | 0 | 0
2020-05-04 08:00 | 0.00 | 0 | 0 | 0 | 0 | 0 | 0 | 0 | 0 | 0 | 0 | 0 | 0 | 0 | 0 | 0 | 0 | 0 | 0 | 0 | 0 | 0 | 0
2020-05-04 08:01 | 0.00 | 0 | 0 | 0 | 0 | 0 | 0 | 0 | 0 | 0 | 0 | 0 | 0 | 0 | 0 | 0 | 0 | 0 | 0 | 0 | 0 | 0 | 0
2020-05-04 08:02 | 0.00 | 0 | 0 | 0 | 0 | 0 | 0 | 0 | 0 | 0 | 0 | 0 | 0 | 0 | 0 | 0 | 0 | 0 | 0 | 0 | 0 | 0 | 0
2020-05-04 08:03 | 0.00 | 0 | 0 | 0 | 0 | 0 | 0 | 0 | 0 | 0 | 0 | 0 | 0 | 0 | 0 | 0 | 0 | 0 | 0 | 0 | 0 | 0 | 0
2020-05-04 08:04 | 0.00 | 0 | 0 | 0 | 0 | 0 | 0 | 0 | 0 | 0 | 0 | 0 | 0 | 0 | 0 | 0 | 0 | 0 | 0 | 0 | 0 | 0 | 0
2020-05-04 08:05 | 0.00 | 0 | 0 | 0 | 0 | 0 | 0 | 0 | 0 | 0 | 0 | 0 | 0 | 0 | 0 | 0 | 0 | 0 | 0 | 0 | 0 | 0 | 0
2020-05-04 08:06 | 0.00 | 0 | 0 | 0 | 0 | 0 | 0 | 0 | 0 | 0 | 0 | 0 | 0 | 0 | 0 | 0 | 0 | 0 | 0 | 0 | 0 | 0 | 0
2020-05-04 08:07 | 0.00 | 22.3986 | 22.1327 | 16.5239 | 30.693 | 16.4917 | 27.9049 | 41.6416 | 16.455 | 20.8495 | 16.6215 | 13.5717 | 16.4765 | 3.687 | 3.6094 | 16.6079 | 17.8972 | 42.9812 | 43.093 | 43.093 | 3.6094 | 35.5552 | 3.341
2020-05-04 08:08 | 0.00 | 99.3622 | 91.6574 | 81.0938 | 114.6975 | 81.063 | 115.083 | 138.6242 | 81.0279 | 88.2816 | 81.1858 | 72.6522 | 81.0485 | 26.4722 | 25.7908 | 81.1731 | 82.0748 | 149.0851 | 149.1319 | 149.1319 | 25.7908 | 131.8272 | 22.7721
2020-05-04 08:09 | 0.00 | 167.7077 | 149.3288 | 146.6643 | 172.7938 | 146.6527 | 184.935 | 190.4172 | 146.6389 | 146.1486 | 146.6956 | 138.4774 | 146.6471 | 81.3417 | 80.6668 | 146.6916 | 146.1883 | 211.2229 | 211.1562 | 211.1562 | 80.6668 | 196.4621 | 77.6298
2020-05-04 08:10 | 0.00 | 224.4986 | 192.9404 | 198.8003 | 218.7557 | 198.8108 | 245.4696 | 231.4101 | 198.8214 | 189.7651 | 198.762 | 190.5452 | 198.8153 | 124.0705 | 123.6311 | 198.7679 | 196.6519 | 266.2017 | 266.0148 | 266.0148 | 123.6311 | 252.2338 | 121.7857
2020-05-04 08:11 | 0.00 | 254.0369 | 211.3194 | 226.7562 | 235.8148 | 226.7817 | 276.4606 | 240.1928 | 226.8089 | 208.6883 | 226.6703 | 219.781 | 226.7931 | 154.4785 | 154.4396 | 226.6831 | 223.6841 | 287.1631 | 286.9195 | 286.9195 | 154.4396 | 276.2324 | 154.5623
2020-05-04 08:12 | 0.00 | 260.3571 | 208.0191 | 232.4622 | 230.1352 | 232.491 | 283.7154 | 225.8204 | 232.522 | 206.0621 | 232.3658 | 227.0333 | 232.504 | 166.3858 | 166.7447 | 232.38 | 229.3555 | 283.9181 | 283.6836 | 283.6836 | 166.7447 | 276.2896 | 168.811
2020-05-04 08:13 | 0.00 | 249.2206 | 186.8499 | 220.4522 | 206.5763 | 220.4741 | 274.0146 | 193.3093 | 220.4974 | 185.5822 | 220.3776 | 216.5305 | 220.4839 | 160.7565 | 161.4981 | 220.3887 | 217.5273 | 263.6136 | 263.4333 | 263.4333 | 161.4981 | 259.0873 | 165.4417
2020-05-04 08:14 | 0.00 | 214.452 | 144.3179 | 185.754 | 160.7134 | 185.7581 | 240.1515 | 138.8882 | 185.7617 | 143.8136 | 185.7356 | 183.4771 | 185.7597 | 135.196 | 136.2677 | 185.7387 | 184.0853 | 219.4051 | 219.328 | 219.328 | 136.2677 | 217.9916 | 141.8284
2020-05-04 08:15 | 0.00 | 159.0252 | 85.5607 | 131.5571 | 97.5209 | 131.5398 | 184.9845 | 70.1164 | 131.5196 | 85.8003 | 131.6065 | 130.9456 | 131.5316 | 92.7845 | 94.0708 | 131.5999 | 131.5147 | 155.1324 | 155.1698 | 155.1698 | 94.0708 | 156.5481 | 100.691
2020-05-04 08:16 | 0.00 | 86.8899 | 26.3109 | 64.3148 | 31.7674 | 64.2812 | 110.3495 | 14.32 | 64.2428 | 26.8677 | 64.4161 | 65.0873 | 64.2653 | 41.7179 | 42.8648 | 64.4021 | 65.5182 | 76.7902 | 76.9136 | 76.9136 | 42.8648 | 80.0557 | 48.8608
2020-05-04 08:17 | 0.00 | 15.2418 | 2.9011 | 9.0932 | 3.0378 | 9.0671 | 22.8541 | 2.8855 | 9.0374 | 2.9257 | 9.1723 | 9.5184 | 9.0548 | 5.3922 | 5.6352 | 9.1613 | 10.3155 | 10.872 | 10.9739 | 10.9739 | 5.6352 | 12.1776 | 7.0645
2020-05-04 08:18 | 0.00 | 0 | 0 | 0 | 0 | 0 | 0 | 0 | 0 | 0 | 0 | 0 | 0 | 0 | 0 | 0 | 0 | 0 | 0 | 0 | 0 | 0 | 0
2020-05-04 08:19 | 0.00 | 0 | 0 | 0 | 0 | 0 | 0 | 0 | 0 | 0 | 0 | 0 | 0 | 0 | 0 | 0 | 0 | 0 | 0 | 0 | 0 | 0 | 0
2020-05-04 08:20 | 0.00 | 0 | 0 | 0 | 0 | 0 | 0 | 0 | 0 | 0 | 0 | 0 | 0 | 0 | 0 | 0 | 0 | 0 | 0 | 0 | 0 | 0 | 0
2020-05-04 08:21 | 0.00 | 0 | 0 | 0 | 0 | 0 | 0 | 0 | 0 | 0 | 0 | 0 | 0 | 0 | 0 | 0 | 0 | 0 | 0 | 0 | 0 | 0 | 0
2020-05-04 08:22 | 0.00 | 0 | 0 | 0 | 0 | 0 | 0 | 0 | 0 | 0 | 0 | 0 | 0 | 0 | 0 | 0 | 0 | 0 | 0 | 0 | 0 | 0 | 0
2020-05-04 08:23 | 0.00 | 0 | 0 | 0 | 0 | 0 | 0 | 0 | 0 | 0 | 0 | 0 | 0 | 0 | 0 | 0 | 0 | 0 | 0 | 0 | 0 | 0 | 0
2020-05-04 08:24 | 0.00 | 0 | 0 | 0 | 0 | 0 | 0 | 0 | 0 | 0 | 0 | 0 | 0 | 0 | 0 | 0 | 0 | 0 | 0 | 0 | 0 | 0 | 0
2020-05-04 08:25 | 0.00 | 0 | 0 | 0 | 0 | 0 | 0 | 0 | 0 | 0 | 0 | 0 | 0 | 0 | 0 | 0 | 0 | 0 | 0 | 0 | 0 | 0 | 0
2020-05-04 08:26 | 0.00 | 0 | 0 | 0 | 0 | 0 | 0 | 0 | 0 | 0 | 0 | 0 | 0 | 0 | 0 | 0 | 0 | 0 | 0 | 0 | 0 | 0 | 0
2020-05-04 08:27 | 0.00 | 0 | 0 | 0 | 0 | 0 | 0 | 0 | 0 | 0 | 0 | 0 | 0 | 0 | 0 | 0 | 0 | 0 | 0 | 0 | 0 | 0 | 0
2020-05-04 08:28 | 0.00 | 0 | 0 | 0 | 0 | 0 | 0 | 0 | 0 | 0 | 0 | 0 | 0 | 0 | 0 | 0 | 0 | 0 | 0 | 0 | 0 | 0 | 0
2020-05-04 08:29 | 0.00 | 0 | 0 | 0 | 0 | 0 | 0 | 0 | 0 | 0 | 0 | 0 | 0 | 0 | 0 | 0 | 0 | 0 | 0 | 0 | 0 | 0 | 0
2020-05-04 08:30 | 0.00 | 0 | 0 | 0 | 0 | 0 | 0 | 0 | 0 | 0 | 0 | 0 | 0 | 0 | 0 | 0 | 0 | 0 | 0 | 0 | 0 | 0 | 0
2020-05-04 08:31 | 0.00 | 22.8887 | 22.7175 | 16.3752 | 32.2438 | 16.3429 | 29.0006 | 44.4722 | 16.3063 | 21.2844 | 16.4728 | 13.0931 | 16.3278 | 2.2511 | 2.1713 | 16.4592 | 17.7467 | 45.8478 | 45.9575 | 45.9575 | 2.1713 | 37.5837 | 1.8978
2020-05-04 08:32 | 0.00 | 99.8557 | 92.0632 | 81.1086 | 115.6703 | 81.078 | 115.924 | 140.1112 | 81.0429 | 88.5897 | 81.2003 | 72.4018 | 81.0636 | 24.4977 | 23.786 | 81.1877 | 82.0812 | 150.5954 | 150.6396 | 150.6396 | 23.786 | 133.0575 | 20.6294
2020-05-04 08:33 | 0.00 | 167.3818 | 148.2339 | 144.7626 | 173.5258 | 144.7498 | 185.9113 | 192.8696 | 144.7346 | 144.7706 | 144.7978 | 135.8391 | 144.7436 | 73.7469 | 72.9909 | 144.7932 | 144.3789 | 214.4067 | 214.34 | 214.34 | 72.9909 | 198.5034 | 69.5801
2020-05-04 08:34 | 0.00 | 216.581 | 186.6909 | 192.2046 | 211.2464 | 192.2118 | 236.3352 | 223.2702 | 192.2188 | 183.6567 | 192.1766 | 184.3178 | 192.2148 | 120.3684 | 119.9378 | 192.1811 | 190.3047 | 255.8376 | 255.6771 | 255.6771 | 119.9378 | 242.7407 | 118.1277
2020-05-04 08:35 | 0.00 | 245.2414 | 205.0742 | 219.6143 | 228.1869 | 219.6356 | 266.163 | 232.3117 | 219.6584 | 202.5836 | 219.5412 | 213.0215 | 219.6452 | 150.975 | 150.9337 | 219.5521 | 216.6719 | 276.1513 | 275.9383 | 275.9383 | 150.9337 | 265.9844 | 151.0333
2020-05-04 08:36 | 0.00 | 252.3947 | 202.7789 | 226.0212 | 223.8048 | 226.0462 | 274.335 | 219.6804 | 226.073 | 200.9141 | 225.9367 | 220.863 | 226.0575 | 162.9303 | 163.272 | 225.9493 | 222.9291 | 274.4876 | 274.279 | 274.279 | 163.272 | 267.3555 | 165.2445
2020-05-04 08:37 | 0.00 | 239.0115 | 180.8802 | 212.3136 | 199.3007 | 212.331 | 261.8644 | 186.8117 | 212.3493 | 179.6972 | 212.2532 | 208.6617 | 212.3387 | 156.4283 | 157.1243 | 212.2623 | 209.6369 | 252.1552 | 252.0039 | 252.0039 | 157.1243 | 248.0425 | 160.8279
2020-05-04 08:38 | 0.00 | 201.3403 | 139.53 | 176.1315 | 154.0664 | 176.1313 | 223.7195 | 134.7065 | 176.1302 | 139.0767 | 176.1266 | 174.1 | 176.131 | 131.1655 | 132.1096 | 176.1278 | 174.7874 | 205.4914 | 205.4419 | 205.4419 | 132.1096 | 204.3529 | 137.0132
2020-05-04 08:39 | 0.00 | 131.6822 | 83.1675 | 113.7137 | 90.7793 | 113.6909 | 148.5191 | 72.304 | 113.6646 | 83.3591 | 113.7805 | 113.3613 | 113.6801 | 88.2983 | 89.1397 | 113.7715 | 114.0898 | 127.9064 | 127.9809 | 127.9809 | 89.1397 | 129.345 | 93.489
2020-05-04 08:40 | 0.00 | 80.5994 | 29.9113 | 61.8744 | 34.5023 | 61.8403 | 99.9658 | 19.3506 | 61.8015 | 30.3917 | 61.977 | 62.5183 | 61.8243 | 42.9217 | 43.8787 | 61.9628 | 63.1082 | 71.8112 | 71.9382 | 71.9382 | 43.8787 | 74.6928 | 48.8844
2020-05-04 08:41 | 0.00 | 14.6242 | 4.0569 | 9.3204 | 4.1793 | 9.2877 | 21.2487 | 4.0105 | 9.2506 | 4.0806 | 9.4196 | 9.68 | 9.2724 | 6.1826 | 6.3791 | 9.4058 | 10.8006 | 10.6233 | 10.7511 | 10.7511 | 6.3791 | 11.8149 | 7.5698
2020-05-04 08:42 | 0.00 | 0 | 0 | 0 | 0 | 0 | 0 | 0 | 0 | 0 | 0 | 0 | 0 | 0 | 0 | 0 | 0 | 0 | 0 | 0 | 0 | 0 | 0
2020-05-04 08:43 | 0.00 | 0 | 0 | 0 | 0 | 0 | 0 | 0 | 0 | 0 | 0 | 0 | 0 | 0 | 0 | 0 | 0 | 0 | 0 | 0 | 0 | 0 | 0
2020-05-04 08:44 | 0.00 | 0 | 0 | 0 | 0 | 0 | 0 | 0 | 0 | 0 | 0 | 0 | 0 | 0 | 0 | 0 | 0 | 0 | 0 | 0 | 0 | 0 | 0
2020-05-04 08:45 | 0.00 | 0 | 0 | 0 | 0 | 0 | 0 | 0 | 0 | 0 | 0 | 0 | 0 | 0 | 0 | 0 | 0 | 0 | 0 | 0 | 0 | 0 | 0
2020-05-04 08:46 | 0.00 | 0 | 0 | 0 | 0 | 0 | 0 | 0 | 0 | 0 | 0 | 0 | 0 | 0 | 0 | 0 | 0 | 0 | 0 | 0 | 0 | 0 | 0
2020-05-04 08:47 | 0.00 | 0 | 0 | 0 | 0 | 0 | 0 | 0 | 0 | 0 | 0 | 0 | 0 | 0 | 0 | 0 | 0 | 0 | 0 | 0 | 0 | 0 | 0
2020-05-04 08:48 | 0.00 | 0 | 0 | 0 | 0 | 0 | 0 | 0 | 0 | 0 | 0 | 0 | 0 | 0 | 0 | 0 | 0 | 0 | 0 | 0 | 0 | 0 | 0
2020-05-04 08:49 | 0.00 | 0 | 0 | 0 | 0 | 0 | 0 | 0 | 0 | 0 | 0 | 0 | 0 | 0 | 0 | 0 | 0 | 0 | 0 | 0 | 0 | 0 | 0
2020-05-04 08:50 | 0.00 | 0 | 0 | 0 | 0 | 0 | 0 | 0 | 0 | 0 | 0 | 0 | 0 | 0 | 0 | 0 | 0 | 0 | 0 | 0 | 0 | 0 | 0
2020-05-04 08:51 | 0.00 | 0 | 0 | 0 | 0 | 0 | 0 | 0 | 0 | 0 | 0 | 0 | 0 | 0 | 0 | 0 | 0 | 0 | 0 | 0 | 0 | 0 | 0
2020-05-04 08:52 | 0.00 | 0 | 0 | 0 | 0 | 0 | 0 | 0 | 0 | 0 | 0 | 0 | 0 | 0 | 0 | 0 | 0 | 0 | 0 | 0 | 0 | 0 | 0
2020-05-04 08:53 | 0.00 | 0 | 0 | 0 | 0 | 0 | 0 | 0 | 0 | 0 | 0 | 0 | 0 | 0 | 0 | 0 | 0 | 0 | 0 | 0 | 0 | 0 | 0
2020-05-04 08:54 | 0.00 | 0 | 0 | 0 | 0 | 0 | 0 | 0 | 0 | 0 | 0 | 0 | 0 | 0 | 0 | 0 | 0 | 0 | 0 | 0 | 0 | 0 | 0
2020-05-04 08:55 | 0.00 | 24.9966 | 24.9842 | 17.9916 | 35.3134 | 17.9595 | 31.5587 | 48.6674 | 17.923 | 23.4254 | 18.0889 | 14.4377 | 17.9444 | 2.7128 | 2.6282 | 18.0754 | 19.3866 | 49.9654 | 50.073 | 50.073 | 2.6282 | 40.9812 | 2.3321
2020-05-04 08:56 | 0.00 | 106.1167 | 98.0328 | 86.2451 | 123.1066 | 86.2157 | 123.0964 | 149.1132 | 86.1819 | 94.3342 | 86.3332 | 76.9716 | 86.2018 | 25.7399 | 24.9715 | 86.3211 | 87.1311 | 160.0143 | 160.044 | 160.044 | 24.9715 | 141.4132 | 21.5525
2020-05-04 08:57 | 0.00 | 173.5891 | 153.9739 | 150.1903 | 180.2107 | 150.1794 | 192.7078 | 200.3757 | 150.1664 | 150.3718 | 150.2192 | 140.9135 | 150.1741 | 76.3384 | 75.546 | 150.2156 | 149.658 | 222.4091 | 222.3259 | 222.3259 | 75.546 | 205.9192 | 71.965
2020-05-04 08:58 | 0.00 | 222.3442 | 191.9345 | 197.4814 | 217.0322 | 197.4912 | 242.4408 | 229.3641 | 197.5011 | 188.8286 | 197.4452 | 189.4145 | 197.4954 | 123.9504 | 123.5072 | 197.4508 | 195.3838 | 262.4585 | 262.2813 | 262.2813 | 123.5072 | 249.0922 | 121.6398
2020-05-04 08:59 | 0.00 | 250.5191 | 209.994 | 224.6612 | 233.3549 | 224.6855 | 271.5636 | 237.5157 | 224.7114 | 207.474 | 224.5791 | 217.9975 | 224.6964 | 155.1692 | 155.1274 | 224.5913 | 221.6192 | 281.6876 | 281.4594 | 281.4594 | 155.1274 | 271.4579 | 155.2244
2020-05-04 09:00 | 0.00 | 246.3731 | 199.5145 | 221.4822 | 219.3647 | 221.5053 | 267.0026 | 215.3828 | 221.5299 | 197.7544 | 221.4038 | 216.6034 | 221.5157 | 161.8175 | 162.1376 | 221.4155 | 218.7029 | 267.0934 | 266.9003 | 266.9003 | 162.1376 | 260.4397 | 163.9869
2020-05-04 09:01 | 0.00 | 219.5599 | 170.8866 | 197.1694 | 186.4146 | 197.1814 | 238.5347 | 175.9496 | 197.1937 | 169.8763 | 197.1262 | 194.0487 | 197.1866 | 149.7397 | 150.3099 | 197.1329 | 195.0426 | 230.3992 | 230.284 | 230.284 | 150.3099 | 227.0843 | 153.3547
2020-05-04 09:02 | 0.00 | 208.7205 | 145.2089 | 182.9022 | 159.9544 | 182.9051 | 231.6553 | 139.8483 | 182.9073 | 144.7699 | 182.8878 | 180.8776 | 182.9061 | 137.1149 | 138.0911 | 182.8903 | 181.3282 | 212.5822 | 212.5188 | 212.5188 | 138.0911 | 211.5752 | 143.1544
2020-05-04 09:03 | 0.00 | 156.4123 | 86.8371 | 130.5829 | 98.0525 | 130.5652 | 180.7099 | 71.7153 | 130.5446 | 87.0872 | 130.6334 | 130.052 | 130.5568 | 94.0451 | 95.2713 | 130.6267 | 130.5688 | 152.1987 | 152.2407 | 152.2407 | 95.2713 | 153.7561 | 101.5782
2020-05-04 09:04 | 0.00 | 86.5159 | 30.8197 | 66.0429 | 35.7993 | 66.0096 | 107.6492 | 19.0849 | 65.9716 | 31.3606 | 66.1431 | 66.7945 | 65.994 | 45.4441 | 46.5076 | 66.1293 | 67.2194 | 76.7155 | 76.8387 | 76.8387 | 46.5076 | 79.9364 | 52.0569
2020-05-04 09:05 | 0.00 | 15.8727 | 3.8009 | 9.7798 | 3.939 | 9.7472 | 23.5341 | 3.7507 | 9.71 | 3.8291 | 9.8789 | 10.2182 | 9.7318 | 6.289 | 6.528 | 9.8651 | 11.1343 | 11.2116 | 11.3393 | 11.3393 | 6.528 | 12.5995 | 7.9325
2020-05-04 09:06 | 0.00 | 0 | 0 | 0 | 0 | 0 | 0 | 0 | 0 | 0 | 0 | 0 | 0 | 0 | 0 | 0 | 0 | 0 | 0 | 0 | 0 | 0 | 0
2020-05-04 09:07 | 0.00 | 0 | 0 | 0 | 0 | 0 | 0 | 0 | 0 | 0 | 0 | 0 | 0 | 0 | 0 | 0 | 0 | 0 | 0 | 0 | 0 | 0 | 0
2020-05-04 09:08 | 0.00 | 0 | 0 | 0 | 0 | 0 | 0 | 0 | 0 | 0 | 0 | 0 | 0 | 0 | 0 | 0 | 0 | 0 | 0 | 0 | 0 | 0 | 0
2020-05-04 09:09 | 0.00 | 0 | 0 | 0 | 0 | 0 | 0 | 0 | 0 | 0 | 0 | 0 | 0 | 0 | 0 | 0 | 0 | 0 | 0 | 0 | 0 | 0 | 0
2020-05-04 09:10 | 0.00 | 0 | 0 | 0 | 0 | 0 | 0 | 0 | 0 | 0 | 0 | 0 | 0 | 0 | 0 | 0 | 0 | 0 | 0 | 0 | 0 | 0 | 0
2020-05-04 09:11 | 0.00 | 0 | 0 | 0 | 0 | 0 | 0 | 0 | 0 | 0 | 0 | 0 | 0 | 0 | 0 | 0 | 0 | 0 | 0 | 0 | 0 | 0 | 0
2020-05-04 09:12 | 0.00 | 0 | 0 | 0 | 0 | 0 | 0 | 0 | 0 | 0 | 0 | 0 | 0 | 0 | 0 | 0 | 0 | 0 | 0 | 0 | 0 | 0 | 0
2020-05-04 09:13 | 0.00 | 0 | 0 | 0 | 0 | 0 | 0 | 0 | 0 | 0 | 0 | 0 | 0 | 0 | 0 | 0 | 0 | 0 | 0 | 0 | 0 | 0 | 0
2020-05-04 09:14 | 0.00 | 0 | 0 | 0 | 0 | 0 | 0 | 0 | 0 | 0 | 0 | 0 | 0 | 0 | 0 | 0 | 0 | 0 | 0 | 0 | 0 | 0 | 0
2020-05-04 09:15 | 0.00 | 0 | 0 | 0 | 0 | 0 | 0 | 0 | 0 | 0 | 0 | 0 | 0 | 0 | 0 | 0 | 0 | 0 | 0 | 0 | 0 | 0 | 0
2020-05-04 09:16 | 0.00 | 0 | 0 | 0 | 0 | 0 | 0 | 0 | 0 | 0 | 0 | 0 | 0 | 0 | 0 | 0 | 0 | 0 | 0 | 0 | 0 | 0 | 0
2020-05-04 09:17 | 0.00 | 0 | 0 | 0 | 0 | 0 | 0 | 0 | 0 | 0 | 0 | 0 | 0 | 0 | 0 | 0 | 0 | 0 | 0 | 0 | 0 | 0 | 0
2020-05-04 09:18 | 0.00 | 0 | 0 | 0 | 0 | 0 | 0 | 0 | 0 | 0 | 0 | 0 | 0 | 0 | 0 | 0 | 0 | 0 | 0 | 0 | 0 | 0 | 0
2020-05-04 09:19 | 0.00 | 24.7195 | 24.8008 | 17.8246 | 34.9986 | 17.7925 | 31.1547 | 48.2147 | 17.756 | 23.2578 | 17.9219 | 14.2994 | 17.7774 | 2.5115 | 2.4242 | 17.9084 | 19.2194 | 49.3733 | 49.4809 | 49.4809 | 2.4242 | 40.5079 | 2.1155
2020-05-04 09:20 | 0.00 | 106.1423 | 98.3572 | 86.4286 | 123.3196 | 86.3991 | 122.9357 | 149.3041 | 86.3654 | 94.6653 | 86.5166 | 77.1688 | 86.3852 | 25.9673 | 25.1903 | 86.5045 | 87.3131 | 159.8253 | 159.8556 | 159.8556 | 25.1903 | 141.3179 | 21.7284
2020-05-04 09:21 | 0.00 | 172.6288 | 153.5692 | 149.778 | 179.2624 | 149.767 | 191.2501 | 199.0592 | 149.7539 | 150.0388 | 149.8073 | 140.6873 | 149.7617 | 77.4169 | 76.6359 | 149.8036 | 149.2547 | 220.4505 | 220.3713 | 220.3713 | 76.6359 | 204.3032 | 73.1039
2020-05-04 09:22 | 0.00 | 222.9285 | 192.722 | 198.1727 | 217.7487 | 198.1829 | 242.9155 | 230.0877 | 198.1931 | 189.623 | 198.1353 | 190.1232 | 198.1872 | 124.9052 | 124.4606 | 198.1412 | 196.0481 | 262.9908 | 262.8121 | 262.8121 | 124.4606 | 249.6458 | 122.5836
2020-05-04 09:23 | 0.00 | 251.3603 | 211.2109 | 225.727 | 234.4039 | 225.7518 | 272.1756 | 238.544 | 225.7784 | 208.7069 | 225.643 | 219.1071 | 225.763 | 156.6876 | 156.6443 | 225.6554 | 222.6605 | 282.2748 | 282.0449 | 282.0449 | 156.6443 | 272.1422 | 156.731
2020-05-04 09:24 | 0.00 | 181.9615 | 160.2096 | 170.4664 | 169.6822 | 170.466 | 190.7467 | 167.5273 | 170.4646 | 159.3504 | 170.4622 | 168.0456 | 170.4655 | 141.0704 | 141.1886 | 170.4633 | 169.2189 | 190.7202 | 190.6818 | 190.6818 | 141.1886 | 188.1606 | 141.914
2020-05-04 09:25 | 0.00 | 197.9109 | 167.976 | 184.4419 | 177.3687 | 184.4481 | 208.6819 | 170.192 | 184.4541 | 167.3759 | 184.4167 | 182.544 | 184.4507 | 154.7173 | 155.0655 | 184.4208 | 182.8671 | 202.9782 | 202.9173 | 202.9173 | 155.0655 | 201.7201 | 156.9245
2020-05-04 09:26 | 0.00 | 109.6913 | 93.5392 | 103.4479 | 97.0402 | 103.4223 | 114.6546 | 91.1624 | 103.393 | 93.4588 | 103.5234 | 102.9291 | 103.4103 | 91.4113 | 91.6331 | 103.5131 | 104.034 | 108.7239 | 108.8194 | 108.8194 | 91.6331 | 109.3353 | 92.8289
2020-05-04 09:27 | 0.00 | 155.0459 | 101.047 | 135.1043 | 109.7852 | 135.0888 | 173.5069 | 88.9915 | 135.0707 | 101.2359 | 135.1479 | 134.6672 | 135.0814 | 106.1318 | 107.0781 | 135.1422 | 134.9238 | 151.0629 | 151.1029 | 151.1029 | 107.0781 | 152.6397 | 111.9499
2020-05-04 09:28 | 0.00 | 34.4074 | 32.1923 | 33.7639 | 32.4416 | 33.7261 | 34.6809 | 31.2656 | 33.6831 | 32.212 | 33.8781 | 33.6916 | 33.7084 | 32.2689 | 32.2685 | 33.8623 | 35.2792 | 33.09 | 33.2382 | 33.2382 | 32.2685 | 33.6222 | 32.3375
2020-05-04 09:29 | 0.00 | 4.4065 | 4.3898 | 4.4257 | 4.3898 | 4.3994 | 4.3328 | 4.3255 | 4.3695 | 4.3898 | 4.5055 | 4.3679 | 4.3871 | 4.3044 | 4.275 | 4.4944 | 5.5716 | 4.1142 | 4.2173 | 4.2173 | 4.275 | 4.2023 | 4.1745
2020-05-04 09:30 | 0.00 | 0 | 0 | 0 | 0 | 0 | 0 | 0 | 0 | 0 | 0 | 0 | 0 | 0 | 0 | 0 | 0 | 0 | 0 | 0 | 0 | 0 | 0
2020-05-04 09:31 | 0.00 | 0 | 0 | 0 | 0 | 0 | 0 | 0 | 0 | 0 | 0 | 0 | 0 | 0 | 0 | 0 | 0 | 0 | 0 | 0 | 0 | 0 | 0
2020-05-04 09:32 | 0.00 | 0 | 0 | 0 | 0 | 0 | 0 | 0 | 0 | 0 | 0 | 0 | 0 | 0 | 0 | 0 | 0 | 0 | 0 | 0 | 0 | 0 | 0
2020-05-04 09:33 | 0.00 | 0 | 0 | 0 | 0 | 0 | 0 | 0 | 0 | 0 | 0 | 0 | 0 | 0 | 0 | 0 | 0 | 0 | 0 | 0 | 0 | 0 | 0
2020-05-04 09:34 | 0.00 | 0 | 0 | 0 | 0 | 0 | 0 | 0 | 0 | 0 | 0 | 0 | 0 | 0 | 0 | 0 | 0 | 0 | 0 | 0 | 0 | 0 | 0
2020-05-04 09:35 | 0.00 | 0 | 0 | 0 | 0 | 0 | 0 | 0 | 0 | 0 | 0 | 0 | 0 | 0 | 0 | 0 | 0 | 0 | 0 | 0 | 0 | 0 | 0
2020-05-04 09:36 | 0.00 | 0 | 0 | 0 | 0 | 0 | 0 | 0 | 0 | 0 | 0 | 0 | 0 | 0 | 0 | 0 | 0 | 0 | 0 | 0 | 0 | 0 | 0
2020-05-04 09:37 | 0.00 | 0 | 0 | 0 | 0 | 0 | 0 | 0 | 0 | 0 | 0 | 0 | 0 | 0 | 0 | 0 | 0 | 0 | 0 | 0 | 0 | 0 | 0
2020-05-04 09:38 | 0.00 | 0 | 0 | 0 | 0 | 0 | 0 | 0 | 0 | 0 | 0 | 0 | 0 | 0 | 0 | 0 | 0 | 0 | 0 | 0 | 0 | 0 | 0
2020-05-04 09:39 | 0.00 | 0 | 0 | 0 | 0 | 0 | 0 | 0 | 0 | 0 | 0 | 0 | 0 | 0 | 0 | 0 | 0 | 0 | 0 | 0 | 0 | 0 | 0
2020-05-04 09:40 | 0.00 | 0 | 0 | 0 | 0 | 0 | 0 | 0 | 0 | 0 | 0 | 0 | 0 | 0 | 0 | 0 | 0 | 0 | 0 | 0 | 0 | 0 | 0
2020-05-04 09:41 | 0.00 | 0 | 0 | 0 | 0 | 0 | 0 | 0 | 0 | 0 | 0 | 0 | 0 | 0 | 0 | 0 | 0 | 0 | 0 | 0 | 0 | 0 | 0
2020-05-04 09:42 | 0.00 | 0 | 0 | 0 | 0 | 0 | 0 | 0 | 0 | 0 | 0 | 0 | 0 | 0 | 0 | 0 | 0 | 0 | 0 | 0 | 0 | 0 | 0
2020-05-04 09:43 | 0.00 | 24.2279 | 24.4288 | 17.6226 | 34.259 | 17.5905 | 30.3725 | 47.0649 | 17.5539 | 22.9378 | 17.72 | 14.2147 | 17.5754 | 2.7302 | 2.6372 | 17.7065 | 19.0229 | 48.0169 | 48.1259 | 48.1259 | 2.6372 | 39.4588 | 2.3226
2020-05-04 09:44 | 0.00 | 105.1154 | 97.6592 | 85.8146 | 122.1993 | 85.785 | 121.5273 | 147.8598 | 85.7512 | 94.0269 | 85.9029 | 76.7087 | 85.7711 | 26.3285 | 25.5547 | 85.8908 | 86.707 | 157.9896 | 158.0223 | 158.0223 | 25.5547 | 139.7462 | 22.1009
2020-05-04 09:45 | 0.00 | 174.0808 | 154.9889 | 151.0269 | 180.9777 | 151.0165 | 192.8594 | 201.1036 | 151.0039 | 151.4158 | 151.0547 | 141.8303 | 151.0114 | 77.9991 | 77.2069 | 151.0512 | 150.4655 | 222.6066 | 222.5227 | 222.5227 | 77.2069 | 206.2122 | 73.621
2020-05-04 09:46 | 0.00 | 225.046 | 194.5617 | 199.9974 | 219.9251 | 200.0085 | 245.2532 | 232.4915 | 200.0197 | 191.4183 | 199.9572 | 191.8357 | 200.0133 | 125.7791 | 125.3261 | 199.9634 | 197.8035 | 265.7149 | 265.5293 | 265.5293 | 125.3261 | 252.1682 | 123.4107
2020-05-04 09:47 | 0.00 | 254.1784 | 213.0633 | 227.9031 | 236.827 | 227.9292 | 275.5398 | 241.0931 | 227.9572 | 210.4979 | 227.8151 | 221.1188 | 227.941 | 157.2479 | 157.2028 | 227.8281 | 224.8189 | 285.9501 | 285.71 | 285.71 | 157.2028 | 275.5313 | 157.2863
2020-05-04 09:48 | 0.00 | 263.1888 | 211.7532 | 235.8933 | 233.5211 | 235.9241 | 285.8191 | 229.1303 | 235.9574 | 209.8248 | 235.7903 | 230.563 | 235.9381 | 170.4551 | 170.8138 | 235.8055 | 232.7831 | 285.9318 | 285.6916 | 285.6916 | 170.8138 | 278.6275 | 172.8737
2020-05-04 09:49 | 0.00 | 251.0652 | 190.0159 | 223.127 | 209.2589 | 223.1504 | 274.9114 | 195.9337 | 223.1754 | 188.7897 | 223.0476 | 219.3388 | 223.1609 | 164.5888 | 165.3286 | 223.0594 | 220.1385 | 264.539 | 264.3563 | 264.3563 | 165.3286 | 260.3668 | 169.2542
2020-05-04 09:50 | 0.00 | 218.3005 | 149.4223 | 190.4172 | 165.3749 | 190.4236 | 243.0343 | 143.3998 | 190.4296 | 148.9588 | 190.3918 | 188.2644 | 190.4262 | 140.9528 | 142.024 | 190.3959 | 188.5796 | 222.3874 | 222.3038 | 222.3038 | 142.024 | 221.321 | 147.5707
2020-05-04 09:51 | 0.00 | 148.2119 | 87.7482 | 125.9504 | 97.3014 | 125.9314 | 169.0455 | 73.9758 | 125.9093 | 87.9959 | 126.0052 | 125.5465 | 125.9223 | 94.4471 | 95.5159 | 125.9979 | 126.039 | 143.7596 | 143.8126 | 143.8126 | 95.5159 | 145.4424 | 101.0154
2020-05-04 09:52 | 0.00 | 65.6602 | 39.3175 | 56.0838 | 41.177 | 56.0485 | 75.5135 | 34.3356 | 56.0083 | 39.6004 | 56.1901 | 56.5561 | 56.0319 | 46.8517 | 47.3513 | 56.1754 | 57.4093 | 59.2469 | 59.3836 | 59.3836 | 47.3513 | 61.4432 | 50.0042
2020-05-04 09:53 | 0.00 | 20.7198 | 4.9586 | 12.889 | 5.1487 | 12.8565 | 30.5287 | 4.8547 | 12.8196 | 5.0027 | 12.9875 | 13.516 | 12.8413 | 8.468 | 8.7902 | 12.9739 | 14.2301 | 14.5127 | 14.6396 | 14.6396 | 8.7902 | 16.3796 | 10.7068
2020-05-04 09:54 | 0.00 | 0 | 0 | 0 | 0 | 0 | 0 | 0 | 0 | 0 | 0 | 0 | 0 | 0 | 0 | 0 | 0 | 0 | 0 | 0 | 0 | 0 | 0
2020-05-04 09:55 | 0.00 | 0 | 0 | 0 | 0 | 0 | 0 | 0 | 0 | 0 | 0 | 0 | 0 | 0 | 0 | 0 | 0 | 0 | 0 | 0 | 0 | 0 | 0
2020-05-04 09:56 | 0.00 | 0 | 0 | 0 | 0 | 0 | 0 | 0 | 0 | 0 | 0 | 0 | 0 | 0 | 0 | 0 | 0 | 0 | 0 | 0 | 0 | 0 | 0
2020-05-04 09:57 | 0.00 | 0 | 0 | 0 | 0 | 0 | 0 | 0 | 0 | 0 | 0 | 0 | 0 | 0 | 0 | 0 | 0 | 0 | 0 | 0 | 0 | 0 | 0
2020-05-04 09:58 | 0.00 | 0 | 0 | 0 | 0 | 0 | 0 | 0 | 0 | 0 | 0 | 0 | 0 | 0 | 0 | 0 | 0 | 0 | 0 | 0 | 0 | 0 | 0
2020-05-04 09:59 | 0.00 | 0 | 0 | 0 | 0 | 0 | 0 | 0 | 0 | 0 | 0 | 0 | 0 | 0 | 0 | 0 | 0 | 0 | 0 | 0 | 0 | 0 | 0
2020-05-04 10:00 | 0.00 | 0 | 0 | 0 | 0 | 0 | 0 | 0 | 0 | 0 | 0 | 0 | 0 | 0 | 0 | 0 | 0 | 0 | 0 | 0 | 0 | 0 | 0
2020-05-04 10:01 | 0.00 | 0 | 0 | 0 | 0 | 0 | 0 | 0 | 0 | 0 | 0 | 0 | 0 | 0 | 0 | 0 | 0 | 0 | 0 | 0 | 0 | 0 | 0
2020-05-04 10:02 | 0.00 | 0 | 0 | 0 | 0 | 0 | 0 | 0 | 0 | 0 | 0 | 0 | 0 | 0 | 0 | 0 | 0 | 0 | 0 | 0 | 0 | 0 | 0
2020-05-04 10:03 | 0.00 | 0 | 0 | 0 | 0 | 0 | 0 | 0 | 0 | 0 | 0 | 0 | 0 | 0 | 0 | 0 | 0 | 0 | 0 | 0 | 0 | 0 | 0
2020-05-04 10:04 | 0.00 | 0 | 0 | 0 | 0 | 0 | 0 | 0 | 0 | 0 | 0 | 0 | 0 | 0 | 0 | 0 | 0 | 0 | 0 | 0 | 0 | 0 | 0
2020-05-04 10:05 | 0.00 | 0 | 0 | 0 | 0 | 0 | 0 | 0 | 0 | 0 | 0 | 0 | 0 | 0 | 0 | 0 | 0 | 0 | 0 | 0 | 0 | 0 | 0
2020-05-04 10:06 | 0.00 | 0 | 0 | 0 | 0 | 0 | 0 | 0 | 0 | 0 | 0 | 0 | 0 | 0 | 0 | 0 | 0 | 0 | 0 | 0 | 0 | 0 | 0
2020-05-04 10:07 | 0.00 | 15.5936 | 15.7455 | 14.488 | 17.5519 | 14.4488 | 16.4969 | 19.88 | 14.4044 | 15.4701 | 14.6066 | 13.7997 | 14.4305 | 11.8567 | 11.8125 | 14.5901 | 16.1071 | 19.5666 | 19.7176 | 19.7176 | 11.8125 | 18.118 | 11.6621
2020-05-04 10:08 | 0.00 | 19.4961 | 19.4698 | 19.5818 | 19.4823 | 19.543 | 19.1689 | 19.2597 | 19.4987 | 19.468 | 19.6997 | 19.4884 | 19.5247 | 19.1484 | 19.1044 | 19.6833 | 21.1829 | 18.7706 | 18.9232 | 18.9232 | 19.1044 | 19.0539 | 18.9535
2020-05-04 10:09 | 0.00 | 81.4035 | 80.5885 | 80.7968 | 81.6901 | 80.7665 | 80.9648 | 81.7702 | 80.7319 | 80.4392 | 80.8872 | 80.3327 | 80.7523 | 76.5456 | 76.4804 | 80.8747 | 81.7395 | 81.5376 | 81.6557 | 81.6557 | 76.4804 | 81.7462 | 76.2211
2020-05-04 10:10 | 0.00 | 169.4823 | 159.8011 | 162.1807 | 167.5637 | 162.1757 | 174.2773 | 170.2625 | 162.1691 | 158.8596 | 162.1912 | 159.6851 | 162.1731 | 138.4882 | 138.3556 | 162.1902 | 161.2058 | 179.8084 | 179.7979 | 179.7979 | 138.3556 | 176.705 | 137.8069
2020-05-04 10:11 | 0.00 | 190.5285 | 170.5736 | 178.0183 | 182.0738 | 178.0201 | 200.0442 | 183.4913 | 178.0212 | 169.3409 | 178.0071 | 174.6947 | 178.0207 | 143.3488 | 143.316 | 178.0091 | 176.7073 | 204.7523 | 204.6963 | 204.6963 | 143.316 | 200.3103 | 143.3095
2020-05-04 10:12 | 0.00 | 199.2579 | 168.8265 | 183.4825 | 181.2878 | 183.4876 | 211.9459 | 177.7819 | 183.4922 | 167.7526 | 183.4612 | 180.4266 | 183.4896 | 145.476 | 145.6873 | 183.4647 | 181.8593 | 211.0373 | 210.9645 | 210.9645 | 145.6873 | 207.4378 | 146.9096
2020-05-04 10:13 | 0.00 | 247.0365 | 190.5217 | 221.3497 | 208.0686 | 221.3727 | 268.8613 | 195.2933 | 221.3972 | 189.4269 | 221.2717 | 217.9256 | 221.383 | 167.6922 | 168.3842 | 221.2833 | 218.647 | 258.7451 | 258.5743 | 258.5743 | 168.3842 | 255.2076 | 172.047
2020-05-04 10:14 | 0.00 | 221.062 | 151.4165 | 192.9172 | 167.4427 | 192.9248 | 246.0278 | 145.0958 | 192.9322 | 150.9621 | 192.8878 | 190.773 | 192.928 | 143.1017 | 144.1878 | 192.8925 | 190.9848 | 224.9418 | 224.8527 | 224.8527 | 144.1878 | 223.9678 | 149.808
2020-05-04 10:15 | 0.00 | 167.2314 | 95.6448 | 140.9022 | 106.9677 | 140.8881 | 191.8751 | 79.335 | 140.8715 | 95.9396 | 140.9415 | 140.4485 | 140.8813 | 103.6639 | 104.9413 | 140.9364 | 140.6182 | 162.0746 | 162.1016 | 162.1016 | 104.9413 | 164.025 | 111.4979
2020-05-04 10:16 | 0.00 | 90.9905 | 36.1276 | 71.1991 | 40.9681 | 71.1666 | 111.2759 | 23.4618 | 71.1295 | 36.7047 | 71.2966 | 72.0049 | 71.1513 | 51.2166 | 52.2782 | 71.2831 | 72.3117 | 80.669 | 80.7894 | 80.7894 | 52.2782 | 84.128 | 57.7967
2020-05-04 10:17 | 0.00 | 14.0387 | 6.3447 | 10.7286 | 6.493 | 10.7026 | 17.8833 | 6.2073 | 10.673 | 6.381 | 10.8073 | 10.9589 | 10.6904 | 8.4596 | 8.6064 | 10.7964 | 11.9175 | 11.2979 | 11.3995 | 11.3995 | 8.6064 | 12.1587 | 9.4515
2020-05-04 10:18 | 0.00 | 0 | 0 | 0 | 0 | 0 | 0 | 0 | 0 | 0 | 0 | 0 | 0 | 0 | 0 | 0 | 0 | 0 | 0 | 0 | 0 | 0 | 0
2020-05-04 10:19 | 0.00 | 0 | 0 | 0 | 0 | 0 | 0 | 0 | 0 | 0 | 0 | 0 | 0 | 0 | 0 | 0 | 0 | 0 | 0 | 0 | 0 | 0 | 0
2020-05-04 10:20 | 0.00 | 0 | 0 | 0 | 0 | 0 | 0 | 0 | 0 | 0 | 0 | 0 | 0 | 0 | 0 | 0 | 0 | 0 | 0 | 0 | 0 | 0 | 0
2020-05-04 10:21 | 0.00 | 0 | 0 | 0 | 0 | 0 | 0 | 0 | 0 | 0 | 0 | 0 | 0 | 0 | 0 | 0 | 0 | 0 | 0 | 0 | 0 | 0 | 0
2020-05-04 10:22 | 0.00 | 0 | 0 | 0 | 0 | 0 | 0 | 0 | 0 | 0 | 0 | 0 | 0 | 0 | 0 | 0 | 0 | 0 | 0 | 0 | 0 | 0 | 0
2020-05-04 10:23 | 0.00 | 0 | 0 | 0 | 0 | 0 | 0 | 0 | 0 | 0 | 0 | 0 | 0 | 0 | 0 | 0 | 0 | 0 | 0 | 0 | 0 | 0 | 0
2020-05-04 10:24 | 0.00 | 0 | 0 | 0 | 0 | 0 | 0 | 0 | 0 | 0 | 0 | 0 | 0 | 0 | 0 | 0 | 0 | 0 | 0 | 0 | 0 | 0 | 0
2020-05-04 10:25 | 0.00 | 0 | 0 | 0 | 0 | 0 | 0 | 0 | 0 | 0 | 0 | 0 | 0 | 0 | 0 | 0 | 0 | 0 | 0 | 0 | 0 | 0 | 0
2020-05-04 10:26 | 0.00 | 0 | 0 | 0 | 0 | 0 | 0 | 0 | 0 | 0 | 0 | 0 | 0 | 0 | 0 | 0 | 0 | 0 | 0 | 0 | 0 | 0 | 0
2020-05-04 10:27 | 0.00 | 0 | 0 | 0 | 0 | 0 | 0 | 0 | 0 | 0 | 0 | 0 | 0 | 0 | 0 | 0 | 0 | 0 | 0 | 0 | 0 | 0 | 0
2020-05-04 10:28 | 0.00 | 0 | 0 | 0 | 0 | 0 | 0 | 0 | 0 | 0 | 0 | 0 | 0 | 0 | 0 | 0 | 0 | 0 | 0 | 0 | 0 | 0 | 0
2020-05-04 10:29 | 0.00 | 0 | 0 | 0 | 0 | 0 | 0 | 0 | 0 | 0 | 0 | 0 | 0 | 0 | 0 | 0 | 0 | 0 | 0 | 0 | 0 | 0 | 0
2020-05-04 10:30 | 0.00 | 0 | 0 | 0 | 0 | 0 | 0 | 0 | 0 | 0 | 0 | 0 | 0 | 0 | 0 | 0 | 0 | 0 | 0 | 0 | 0 | 0 | 0
2020-05-04 10:31 | 0.00 | 27.6215 | 27.966 | 21.798 | 36.6791 | 21.7662 | 32.8986 | 47.9994 | 21.7301 | 26.6333 | 21.8943 | 18.7013 | 21.7513 | 7.4091 | 7.2849 | 21.8809 | 23.2306 | 48.532 | 48.6402 | 48.6402 | 7.2849 | 41.0447 | 6.8916
2020-05-04 10:32 | 0.00 | 117.7295 | 110.5252 | 97.9369 | 135.9119 | 97.9101 | 134.3674 | 162.5904 | 97.8794 | 106.7501 | 98.0162 | 88.4663 | 97.8975 | 35.4468 | 34.6052 | 98.0053 | 98.6131 | 172.4082 | 172.4178 | 172.4178 | 34.6052 | 153.5911 | 30.8203
2020-05-04 10:33 | 0.00 | 192.4594 | 172.7751 | 168.3545 | 200.1582 | 168.351 | 211.9298 | 221.4941 | 168.3462 | 169.0019 | 168.3601 | 158.6628 | 168.3492 | 91.298 | 90.4553 | 168.3598 | 167.2618 | 243.665 | 243.5332 | 243.5332 | 90.4553 | 226.3993 | 86.6271
2020-05-04 10:34 | 0.00 | 245.264 | 213.7932 | 219.3066 | 240.2203 | 219.3279 | 266.0292 | 253.3359 | 219.3506 | 210.5129 | 219.2336 | 210.8074 | 219.3375 | 141.9159 | 141.4439 | 219.2445 | 216.482 | 287.6219 | 287.3766 | 287.3766 | 141.4439 | 273.5681 | 139.4341
2020-05-04 10:35 | 0.00 | 277.5724 | 234.7493 | 250.2286 | 259.562 | 250.2684 | 299.6141 | 263.9149 | 250.3117 | 232.069 | 250.0971 | 243.1594 | 250.2865 | 176.2822 | 176.241 | 250.1163 | 247.1396 | 310.5922 | 310.2792 | 310.2792 | 176.241 | 299.8398 | 176.3408
2020-05-04 10:36 | 0.00 | 286.5012 | 232.8969 | 258.1203 | 255.5501 | 258.1653 | 309.8587 | 250.7781 | 258.2142 | 230.8925 | 257.9726 | 252.5924 | 258.1857 | 189.8064 | 190.1889 | 257.9942 | 255.0579 | 309.9401 | 309.6291 | 309.6291 | 190.1889 | 302.4987 | 192.3613
2020-05-04 10:37 | 0.00 | 271.7121 | 208.2567 | 242.7709 | 228.1409 | 242.8061 | 296.2718 | 214.0198 | 242.8441 | 206.9986 | 242.6544 | 238.883 | 242.822 | 181.9895 | 182.768 | 242.6715 | 239.6692 | 285.2676 | 285.0288 | 285.0288 | 182.768 | 281.165 | 186.8799
2020-05-04 10:38 | 0.00 | 231.2857 | 160.8537 | 202.8615 | 177.0023 | 202.8742 | 256.418 | 154.2758 | 202.8873 | 160.4001 | 202.816 | 200.7121 | 202.8798 | 152.4275 | 153.5289 | 202.823 | 200.5578 | 234.9134 | 234.8014 | 234.8014 | 153.5289 | 234.0826 | 159.2213
2020-05-04 10:39 | 0.00 | 172.2926 | 98.2087 | 145.1123 | 109.8342 | 145.0997 | 197.7298 | 81.0995 | 145.0848 | 98.5281 | 145.1466 | 144.6802 | 145.0937 | 106.7763 | 108.1041 | 145.1421 | 144.7082 | 166.719 | 166.7383 | 166.7383 | 108.1041 | 168.8321 | 114.9138
2020-05-04 10:40 | 0.00 | 93.3709 | 35.9884 | 72.7527 | 40.9792 | 72.7205 | 114.5019 | 22.5635 | 72.6838 | 36.6054 | 72.8492 | 73.634 | 72.7054 | 52.0725 | 53.1904 | 72.8359 | 73.8423 | 82.3754 | 82.4944 | 82.4944 | 53.1904 | 86.0672 | 58.9947
2020-05-04 10:41 | 0.00 | 15.7514 | 7.1849 | 11.9887 | 7.3329 | 11.9561 | 20.1806 | 7.0211 | 11.9191 | 7.2229 | 12.0873 | 12.2583 | 11.9408 | 9.5041 | 9.6658 | 12.0736 | 13.3333 | 12.5089 | 12.6362 | 12.6362 | 9.6658 | 13.5203 | 10.6178
2020-05-04 10:42 | 0.00 | 0 | 0 | 0 | 0 | 0 | 0 | 0 | 0 | 0 | 0 | 0 | 0 | 0 | 0 | 0 | 0 | 0 | 0 | 0 | 0 | 0 | 0
2020-05-04 10:43 | 0.00 | 0 | 0 | 0 | 0 | 0 | 0 | 0 | 0 | 0 | 0 | 0 | 0 | 0 | 0 | 0 | 0 | 0 | 0 | 0 | 0 | 0 | 0
2020-05-04 10:44 | 0.00 | 0 | 0 | 0 | 0 | 0 | 0 | 0 | 0 | 0 | 0 | 0 | 0 | 0 | 0 | 0 | 0 | 0 | 0 | 0 | 0 | 0 | 0
2020-05-04 10:45 | 0.00 | 0 | 0 | 0 | 0 | 0 | 0 | 0 | 0 | 0 | 0 | 0 | 0 | 0 | 0 | 0 | 0 | 0 | 0 | 0 | 0 | 0 | 0
2020-05-04 10:46 | 0.00 | 0 | 0 | 0 | 0 | 0 | 0 | 0 | 0 | 0 | 0 | 0 | 0 | 0 | 0 | 0 | 0 | 0 | 0 | 0 | 0 | 0 | 0
2020-05-04 10:47 | 0.00 | 0 | 0 | 0 | 0 | 0 | 0 | 0 | 0 | 0 | 0 | 0 | 0 | 0 | 0 | 0 | 0 | 0 | 0 | 0 | 0 | 0 | 0
2020-05-04 10:48 | 0.00 | 0 | 0 | 0 | 0 | 0 | 0 | 0 | 0 | 0 | 0 | 0 | 0 | 0 | 0 | 0 | 0 | 0 | 0 | 0 | 0 | 0 | 0
2020-05-04 10:49 | 0.00 | 0 | 0 | 0 | 0 | 0 | 0 | 0 | 0 | 0 | 0 | 0 | 0 | 0 | 0 | 0 | 0 | 0 | 0 | 0 | 0 | 0 | 0
2020-05-04 10:50 | 0.00 | 0 | 0 | 0 | 0 | 0 | 0 | 0 | 0 | 0 | 0 | 0 | 0 | 0 | 0 | 0 | 0 | 0 | 0 | 0 | 0 | 0 | 0
2020-05-04 10:51 | 0.00 | 0 | 0 | 0 | 0 | 0 | 0 | 0 | 0 | 0 | 0 | 0 | 0 | 0 | 0 | 0 | 0 | 0 | 0 | 0 | 0 | 0 | 0
2020-05-04 10:52 | 0.00 | 0 | 0 | 0 | 0 | 0 | 0 | 0 | 0 | 0 | 0 | 0 | 0 | 0 | 0 | 0 | 0 | 0 | 0 | 0 | 0 | 0 | 0
2020-05-04 10:53 | 0.00 | 0 | 0 | 0 | 0 | 0 | 0 | 0 | 0 | 0 | 0 | 0 | 0 | 0 | 0 | 0 | 0 | 0 | 0 | 0 | 0 | 0 | 0
2020-05-04 10:54 | 0.00 | 0 | 0 | 0 | 0 | 0 | 0 | 0 | 0 | 0 | 0 | 0 | 0 | 0 | 0 | 0 | 0 | 0 | 0 | 0 | 0 | 0 | 0
2020-05-04 10:55 | 0.00 | 3.8448 | 3.8323 | 3.8282 | 3.8853 | 3.7953 | 3.8131 | 3.8984 | 3.7579 | 3.8242 | 3.928 | 3.7392 | 3.7799 | 3.6417 | 3.6045 | 3.9142 | 5.2227 | 3.6583 | 3.7873 | 3.7873 | 3.6045 | 3.6969 | 3.4775
2020-05-04 10:56 | 0.00 | 69.4982 | 66.2471 | 62.2975 | 75.4161 | 62.2654 | 75.1756 | 84.3646 | 62.2287 | 64.8968 | 62.3938 | 58.8186 | 62.2503 | 38.1134 | 37.7566 | 62.3805 | 63.3815 | 88.0586 | 88.1476 | 88.1476 | 37.7566 | 81.7636 | 36.1564
2020-05-04 10:57 | 0.00 | 139.2004 | 129.3919 | 126.8856 | 143.7772 | 126.8668 | 148.7253 | 154.9696 | 126.845 | 127.4068 | 126.9396 | 121.7598 | 126.8579 | 86.5593 | 86.0982 | 126.9324 | 126.9552 | 165.654 | 165.6712 | 165.6712 | 86.0982 | 156.7998 | 84.0159
2020-05-04 10:58 | 0.00 | 136.1987 | 128.306 | 129.3974 | 135.8134 | 129.381 | 140.7749 | 139.4383 | 129.3617 | 127.3479 | 129.4442 | 126.8589 | 129.3731 | 106.6672 | 106.4827 | 129.438 | 129.2914 | 147.1195 | 147.1503 | 147.1503 | 106.4827 | 143.7287 | 105.6922
2020-05-04 10:59 | 0.00 | 126.013 | 119.9461 | 122.4664 | 123.5387 | 122.4468 | 127.8344 | 123.3624 | 122.4239 | 119.5572 | 122.5234 | 121.3564 | 122.4374 | 110.5843 | 110.5469 | 122.5157 | 122.6064 | 128.8301 | 128.8999 | 128.8999 | 110.5469 | 128.2404 | 110.4414
2020-05-04 11:00 | 0.00 | 139.3563 | 128.9711 | 134.2722 | 133.2774 | 134.2577 | 142.5307 | 131.3931 | 134.2407 | 128.5954 | 134.3127 | 133.1508 | 134.2508 | 119.9317 | 119.981 | 134.3074 | 134.0409 | 141.6789 | 141.7217 | 141.7217 | 119.981 | 141.2999 | 120.312
2020-05-04 11:01 | 0.00 | 159.5257 | 138.7183 | 150.6439 | 144.7082 | 150.6348 | 166.2871 | 138.7358 | 150.6238 | 138.3861 | 150.6672 | 149.485 | 150.6304 | 130.9673 | 131.2175 | 150.6643 | 149.9756 | 161.1419 | 161.1595 | 161.1595 | 131.2175 | 161.0284 | 132.5633
2020-05-04 11:02 | 0.00 | 191.3172 | 142.7589 | 171.5362 | 154.4727 | 171.5405 | 208.3443 | 139.1524 | 171.5443 | 142.3566 | 171.5172 | 169.8327 | 171.5422 | 134.6729 | 135.4047 | 171.5204 | 170.1193 | 194.1865 | 194.1213 | 194.1213 | 135.4047 | 193.6008 | 139.2098
2020-05-04 11:03 | 0.00 | 32.4058 | 32.0551 | 32.4405 | 32.1059 | 32.4025 | 31.9754 | 31.6134 | 32.3593 | 32.0564 | 32.5556 | 32.3485 | 32.3847 | 31.6572 | 31.6205 | 32.5396 | 33.974 | 31.3298 | 31.4791 | 31.4791 | 31.6205 | 31.7851 | 31.5046
2020-05-04 11:04 | 0.00 | 15.9344 | 15.6685 | 15.922 | 15.6879 | 15.8829 | 15.7578 | 15.4221 | 15.8384 | 15.6712 | 16.0406 | 15.8381 | 15.8645 | 15.5003 | 15.4614 | 16.0241 | 17.5413 | 15.2261 | 15.3795 | 15.3795 | 15.4614 | 15.4875 | 15.3369
2020-05-04 11:05 | 0.00 | 3.2738 | 3.1599 | 3.238 | 3.1609 | 3.2117 | 3.2833 | 3.1088 | 3.1818 | 3.1602 | 3.3179 | 3.1851 | 3.1994 | 3.1126 | 3.0855 | 3.3068 | 4.4163 | 2.9731 | 3.0763 | 3.0763 | 3.0855 | 3.0574 | 2.9981
2020-05-04 11:06 | 0.00 | 0 | 0 | 0 | 0 | 0 | 0 | 0 | 0 | 0 | 0 | 0 | 0 | 0 | 0 | 0 | 0 | 0 | 0 | 0 | 0 | 0 | 0
2020-05-04 11:07 | 0.00 | 0 | 0 | 0 | 0 | 0 | 0 | 0 | 0 | 0 | 0 | 0 | 0 | 0 | 0 | 0 | 0 | 0 | 0 | 0 | 0 | 0 | 0
2020-05-04 11:08 | 0.00 | 0 | 0 | 0 | 0 | 0 | 0 | 0 | 0 | 0 | 0 | 0 | 0 | 0 | 0 | 0 | 0 | 0 | 0 | 0 | 0 | 0 | 0
2020-05-04 11:09 | 0.00 | 0 | 0 | 0 | 0 | 0 | 0 | 0 | 0 | 0 | 0 | 0 | 0 | 0 | 0 | 0 | 0 | 0 | 0 | 0 | 0 | 0 | 0
2020-05-04 11:10 | 0.00 | 0 | 0 | 0 | 0 | 0 | 0 | 0 | 0 | 0 | 0 | 0 | 0 | 0 | 0 | 0 | 0 | 0 | 0 | 0 | 0 | 0 | 0
2020-05-04 11:11 | 0.00 | 0 | 0 | 0 | 0 | 0 | 0 | 0 | 0 | 0 | 0 | 0 | 0 | 0 | 0 | 0 | 0 | 0 | 0 | 0 | 0 | 0 | 0
2020-05-04 11:12 | 0.00 | 0 | 0 | 0 | 0 | 0 | 0 | 0 | 0 | 0 | 0 | 0 | 0 | 0 | 0 | 0 | 0 | 0 | 0 | 0 | 0 | 0 | 0
2020-05-04 11:13 | 0.00 | 0 | 0 | 0 | 0 | 0 | 0 | 0 | 0 | 0 | 0 | 0 | 0 | 0 | 0 | 0 | 0 | 0 | 0 | 0 | 0 | 0 | 0
2020-05-04 11:14 | 0.00 | 0 | 0 | 0 | 0 | 0 | 0 | 0 | 0 | 0 | 0 | 0 | 0 | 0 | 0 | 0 | 0 | 0 | 0 | 0 | 0 | 0 | 0
2020-05-04 11:15 | 0.00 | 0 | 0 | 0 | 0 | 0 | 0 | 0 | 0 | 0 | 0 | 0 | 0 | 0 | 0 | 0 | 0 | 0 | 0 | 0 | 0 | 0 | 0
2020-05-04 11:16 | 0.00 | 0 | 0 | 0 | 0 | 0 | 0 | 0 | 0 | 0 | 0 | 0 | 0 | 0 | 0 | 0 | 0 | 0 | 0 | 0 | 0 | 0 | 0
2020-05-04 11:17 | 0.00 | 0 | 0 | 0 | 0 | 0 | 0 | 0 | 0 | 0 | 0 | 0 | 0 | 0 | 0 | 0 | 0 | 0 | 0 | 0 | 0 | 0 | 0
2020-05-04 11:18 | 0.00 | 0 | 0 | 0 | 0 | 0 | 0 | 0 | 0 | 0 | 0 | 0 | 0 | 0 | 0 | 0 | 0 | 0 | 0 | 0 | 0 | 0 | 0
2020-05-04 11:19 | 0.00 | 3.8337 | 3.8241 | 3.8246 | 3.8635 | 3.8049 | 3.7938 | 3.8622 | 3.7825 | 3.818 | 3.8844 | 3.7672 | 3.7957 | 3.6577 | 3.6351 | 3.8761 | 4.7914 | 3.7006 | 3.7778 | 3.7778 | 3.6351 | 3.7376 | 3.5579
2020-05-04 11:20 | 0.00 | 16.4141 | 16.3711 | 16.4358 | 16.4453 | 16.3967 | 16.1843 | 16.3251 | 16.3523 | 16.3602 | 16.5542 | 16.3202 | 16.3784 | 15.9111 | 15.865 | 16.5377 | 18.0506 | 15.9051 | 16.0583 | 16.0583 | 15.865 | 16.0998 | 15.7046
2020-05-04 11:21 | 0.00 | 50.3558 | 50.1074 | 50.3259 | 50.4134 | 50.29 | 49.7492 | 50.1092 | 50.249 | 50.0661 | 50.4344 | 50.1308 | 50.2731 | 48.6079 | 48.5591 | 50.4194 | 51.702 | 49.4991 | 49.6406 | 49.6406 | 48.5591 | 49.9466 | 48.3821
2020-05-04 11:22 | 0.00 | 61.7739 | 61.469 | 61.8406 | 61.6991 | 61.8063 | 60.9399 | 61.1459 | 61.7671 | 61.4411 | 61.944 | 61.6787 | 61.7901 | 60.1111 | 60.069 | 61.9297 | 63.0947 | 60.4424 | 60.5783 | 60.5783 | 60.069 | 61.1021 | 59.9212
2020-05-04 11:23 | 0.00 | 91.9856 | 90.6785 | 91.596 | 91.3813 | 91.5676 | 91.2269 | 90.5522 | 91.5351 | 90.6056 | 91.6805 | 91.3151 | 91.5542 | 88.081 | 88.0489 | 91.6689 | 92.3973 | 90.6768 | 90.7898 | 90.7898 | 88.0489 | 91.4405 | 87.9464
2020-05-04 11:24 | 0.00 | 79.1899 | 77.1909 | 78.5269 | 77.9326 | 78.4966 | 78.8674 | 76.8945 | 78.4618 | 77.1318 | 78.6178 | 78.269 | 78.4823 | 75.0683 | 75.0501 | 78.6053 | 79.4804 | 77.9856 | 78.1053 | 78.1053 | 75.0501 | 78.6593 | 75.0215
2020-05-04 11:25 | 0.00 | 76.4315 | 74.7873 | 75.988 | 75.334 | 75.9567 | 75.9327 | 74.2747 | 75.921 | 74.7485 | 76.0816 | 75.7832 | 75.942 | 73.1011 | 73.082 | 76.0687 | 77.0083 | 74.971 | 75.0947 | 75.0947 | 73.082 | 75.7266 | 73.0477
2020-05-04 11:26 | 0.00 | 47.4605 | 47.0647 | 47.5351 | 47.1504 | 47.4989 | 46.8059 | 46.5122 | 47.4576 | 47.0621 | 47.6447 | 47.4329 | 47.4818 | 46.4074 | 46.3723 | 47.6295 | 48.9371 | 46.0877 | 46.2308 | 46.2308 | 46.3723 | 46.7062 | 46.2613
2020-05-04 11:27 | 0.00 | 38.7204 | 38.0395 | 38.6573 | 38.1447 | 38.6201 | 38.3167 | 37.471 | 38.5779 | 38.0417 | 38.7695 | 38.5628 | 38.6027 | 37.6047 | 37.5748 | 38.7539 | 40.1234 | 37.4991 | 37.6452 | 37.6452 | 37.5748 | 38.0279 | 37.4916
2020-05-04 11:28 | 0.00 | 18.8671 | 18.5236 | 18.8421 | 18.5533 | 18.8032 | 18.6681 | 18.2183 | 18.759 | 18.5271 | 18.9598 | 18.7583 | 18.785 | 18.3394 | 18.3023 | 18.9435 | 20.4413 | 18.0829 | 18.2354 | 18.2354 | 18.3023 | 18.382 | 18.1861
2020-05-04 11:29 | 0.00 | 1.6098 | 1.559 | 1.5977 | 1.5595 | 1.5779 | 1.6062 | 1.5296 | 1.5555 | 1.5591 | 1.6576 | 1.5564 | 1.5687 | 1.5268 | 1.5056 | 1.6493 | 2.5729 | 1.4198 | 1.4973 | 1.4973 | 1.5056 | 1.4682 | 1.4352
2020-05-04 11:30 | 0.00 | 0 | 0 | 0 | 0 | 0 | 0 | 0 | 0 | 0 | 0 | 0 | 0 | 0 | 0 | 0 | 0 | 0 | 0 | 0 | 0 | 0 | 0
2020-05-04 11:31 | 0.00 | 0 | 0 | 0 | 0 | 0 | 0 | 0 | 0 | 0 | 0 | 0 | 0 | 0 | 0 | 0 | 0 | 0 | 0 | 0 | 0 | 0 | 0
2020-05-04 11:32 | 0.00 | 0 | 0 | 0 | 0 | 0 | 0 | 0 | 0 | 0 | 0 | 0 | 0 | 0 | 0 | 0 | 0 | 0 | 0 | 0 | 0 | 0 | 0
2020-05-04 11:33 | 0.00 | 0 | 0 | 0 | 0 | 0 | 0 | 0 | 0 | 0 | 0 | 0 | 0 | 0 | 0 | 0 | 0 | 0 | 0 | 0 | 0 | 0 | 0
2020-05-04 11:34 | 0.00 | 0 | 0 | 0 | 0 | 0 | 0 | 0 | 0 | 0 | 0 | 0 | 0 | 0 | 0 | 0 | 0 | 0 | 0 | 0 | 0 | 0 | 0
2020-05-04 11:35 | 0.00 | 0 | 0 | 0 | 0 | 0 | 0 | 0 | 0 | 0 | 0 | 0 | 0 | 0 | 0 | 0 | 0 | 0 | 0 | 0 | 0 | 0 | 0
2020-05-04 11:36 | 0.00 | 0 | 0 | 0 | 0 | 0 | 0 | 0 | 0 | 0 | 0 | 0 | 0 | 0 | 0 | 0 | 0 | 0 | 0 | 0 | 0 | 0 | 0
2020-05-04 11:37 | 0.00 | 0 | 0 | 0 | 0 | 0 | 0 | 0 | 0 | 0 | 0 | 0 | 0 | 0 | 0 | 0 | 0 | 0 | 0 | 0 | 0 | 0 | 0
2020-05-04 11:38 | 0.00 | 0 | 0 | 0 | 0 | 0 | 0 | 0 | 0 | 0 | 0 | 0 | 0 | 0 | 0 | 0 | 0 | 0 | 0 | 0 | 0 | 0 | 0
2020-05-04 11:39 | 0.00 | 0 | 0 | 0 | 0 | 0 | 0 | 0 | 0 | 0 | 0 | 0 | 0 | 0 | 0 | 0 | 0 | 0 | 0 | 0 | 0 | 0 | 0
2020-05-04 11:40 | 0.00 | 0 | 0 | 0 | 0 | 0 | 0 | 0 | 0 | 0 | 0 | 0 | 0 | 0 | 0 | 0 | 0 | 0 | 0 | 0 | 0 | 0 | 0
2020-05-04 11:41 | 0.00 | 0 | 0 | 0 | 0 | 0 | 0 | 0 | 0 | 0 | 0 | 0 | 0 | 0 | 0 | 0 | 0 | 0 | 0 | 0 | 0 | 0 | 0
2020-05-04 11:42 | 0.00 | 0 | 0 | 0 | 0 | 0 | 0 | 0 | 0 | 0 | 0 | 0 | 0 | 0 | 0 | 0 | 0 | 0 | 0 | 0 | 0 | 0 | 0
2020-05-04 11:43 | 0.00 | 10.3357 | 10.3793 | 10.1605 | 10.7495 | 10.1212 | 10.3826 | 11.1566 | 10.0764 | 10.3226 | 10.2797 | 9.9569 | 10.1027 | 9.491 | 9.4459 | 10.2632 | 11.7951 | 10.7701 | 10.9241 | 10.9241 | 9.4459 | 10.5922 | 9.2919
2020-05-04 11:44 | 0.00 | 71.1942 | 68.6883 | 65.386 | 76.2837 | 65.3531 | 75.6006 | 83.7129 | 65.3156 | 67.571 | 65.4849 | 62.5074 | 65.3377 | 45.4464 | 45.1462 | 65.4712 | 66.5307 | 86.3933 | 86.4994 | 86.4994 | 45.1462 | 81.2471 | 43.8057
2020-05-04 11:45 | 0.00 | 201.8937 | 182.7349 | 177.4764 | 210.7962 | 177.4767 | 221.4166 | 233.0616 | 177.4759 | 178.8351 | 177.4704 | 167.4646 | 177.4765 | 98.0374 | 97.1389 | 177.4718 | 176.1047 | 254.5598 | 254.4023 | 254.4023 | 97.1389 | 236.8658 | 93.0388
2020-05-04 11:46 | 0.00 | 247.2231 | 216.8293 | 222.0194 | 242.6378 | 222.0424 | 267.2322 | 255.5114 | 222.0669 | 213.6193 | 221.9414 | 213.7056 | 222.0527 | 146.4053 | 145.9372 | 221.953 | 219.1692 | 288.5764 | 288.3279 | 288.3279 | 145.9372 | 274.8938 | 143.9351
2020-05-04 11:47 | 0.00 | 273.0238 | 232.0412 | 246.8055 | 255.8829 | 246.8431 | 294.0633 | 260.051 | 246.884 | 229.4643 | 246.6811 | 239.9945 | 246.8602 | 175.828 | 175.7818 | 246.6993 | 243.7059 | 304.7588 | 304.4637 | 304.4637 | 175.7818 | 294.4593 | 175.8421
2020-05-04 11:48 | 0.00 | 277.7037 | 227.366 | 251.1493 | 248.5227 | 251.1897 | 299.446 | 243.7719 | 251.2336 | 225.5024 | 251.0159 | 245.9853 | 251.208 | 187.1865 | 187.5465 | 251.0355 | 248.0621 | 299.2679 | 298.9891 | 298.9891 | 187.5465 | 292.4823 | 189.5885
2020-05-04 11:49 | 0.00 | 271.5803 | 209.9104 | 243.6034 | 229.0561 | 243.639 | 295.2062 | 214.9845 | 243.6776 | 208.7149 | 243.4853 | 239.8838 | 243.6552 | 184.7894 | 185.5526 | 243.5026 | 240.5003 | 284.1315 | 283.8961 | 283.8961 | 185.5526 | 280.4136 | 189.5769
2020-05-04 11:50 | 0.00 | 229.9009 | 163.0198 | 203.0829 | 178.1658 | 203.0964 | 253.4728 | 156.194 | 203.1103 | 162.6169 | 203.035 | 201.1045 | 203.1023 | 155.3867 | 156.4399 | 203.0423 | 200.8586 | 232.5992 | 232.4887 | 232.4887 | 156.4399 | 232.1352 | 161.8774
2020-05-04 11:51 | 0.00 | 166.0681 | 97.3083 | 141.12 | 107.7019 | 141.1058 | 189.3693 | 80.4572 | 141.0891 | 97.6634 | 141.1595 | 140.8483 | 141.099 | 106.3033 | 107.5474 | 141.1543 | 140.8402 | 159.7407 | 159.772 | 159.772 | 107.5474 | 162.1537 | 113.9248
2020-05-04 11:52 | 0.00 | 93.52 | 38.2615 | 73.9931 | 42.9154 | 73.9611 | 113.4266 | 24.4136 | 73.9247 | 38.8994 | 74.0888 | 74.9262 | 73.9461 | 54.5264 | 55.6172 | 74.0756 | 75.0642 | 82.1766 | 82.2956 | 82.2956 | 55.6172 | 86.0352 | 61.267
2020-05-04 11:53 | 0.00 | 15.3575 | 7.8329 | 12.1956 | 7.9588 | 12.1631 | 19.0172 | 7.629 | 12.1318 | 7.8708 | 12.2942 | 12.438 | 12.1491 | 10.0881 | 10.2378 | 12.2805 | 13.538 | 12.416 | 12.5175 | 12.5175 | 10.2378 | 13.3446 | 11.0913
2020-05-04 11:54 | 0.00 | 0 | 0 | 0 | 0 | 0 | 0 | 0 | 0 | 0 | 0 | 0 | 0 | 0 | 0 | 0 | 0 | 0 | 0 | 0 | 0 | 0 | 0
2020-05-04 11:55 | 0.00 | 0 | 0 | 0 | 0 | 0 | 0 | 0 | 0 | 0 | 0 | 0 | 0 | 0 | 0 | 0 | 0 | 0 | 0 | 0 | 0 | 0 | 0
2020-05-04 11:56 | 0.00 | 0 | 0 | 0 | 0 | 0 | 0 | 0 | 0 | 0 | 0 | 0 | 0 | 0 | 0 | 0 | 0 | 0 | 0 | 0 | 0 | 0 | 0
2020-05-04 11:57 | 0.00 | 0 | 0 | 0 | 0 | 0 | 0 | 0 | 0 | 0 | 0 | 0 | 0 | 0 | 0 | 0 | 0 | 0 | 0 | 0 | 0 | 0 | 0
2020-05-04 11:58 | 0.00 | 0 | 0 | 0 | 0 | 0 | 0 | 0 | 0 | 0 | 0 | 0 | 0 | 0 | 0 | 0 | 0 | 0 | 0 | 0 | 0 | 0 | 0
2020-05-04 11:59 | 0.00 | 0 | 0 | 0 | 0 | 0 | 0 | 0 | 0 | 0 | 0 | 0 | 0 | 0 | 0 | 0 | 0 | 0 | 0 | 0 | 0 | 0 | 0
2020-05-04 12:00 | 0.00 | 0 | 0 | 0 | 0 | 0 | 0 | 0 | 0 | 0 | 0 | 0 | 0 | 0 | 0 | 0 | 0 | 0 | 0 | 0 | 0 | 0 | 0
2020-05-04 12:01 | 0.00 | 0 | 0 | 0 | 0 | 0 | 0 | 0 | 0 | 0 | 0 | 0 | 0 | 0 | 0 | 0 | 0 | 0 | 0 | 0 | 0 | 0 | 0
2020-05-04 12:02 | 0.00 | 0 | 0 | 0 | 0 | 0 | 0 | 0 | 0 | 0 | 0 | 0 | 0 | 0 | 0 | 0 | 0 | 0 | 0 | 0 | 0 | 0 | 0
2020-05-04 12:03 | 0.00 | 0 | 0 | 0 | 0 | 0 | 0 | 0 | 0 | 0 | 0 | 0 | 0 | 0 | 0 | 0 | 0 | 0 | 0 | 0 | 0 | 0 | 0
2020-05-04 12:04 | 0.00 | 0 | 0 | 0 | 0 | 0 | 0 | 0 | 0 | 0 | 0 | 0 | 0 | 0 | 0 | 0 | 0 | 0 | 0 | 0 | 0 | 0 | 0
2020-05-04 12:05 | 0.00 | 0 | 0 | 0 | 0 | 0 | 0 | 0 | 0 | 0 | 0 | 0 | 0 | 0 | 0 | 0 | 0 | 0 | 0 | 0 | 0 | 0 | 0
2020-05-04 12:06 | 0.00 | 0 | 0 | 0 | 0 | 0 | 0 | 0 | 0 | 0 | 0 | 0 | 0 | 0 | 0 | 0 | 0 | 0 | 0 | 0 | 0 | 0 | 0
2020-05-04 12:07 | 0.00 | 12.2994 | 12.3715 | 11.7502 | 13.2992 | 11.7176 | 12.6742 | 14.4302 | 11.6805 | 12.229 | 11.849 | 11.3607 | 11.7023 | 10.0168 | 9.9659 | 11.8353 | 13.1721 | 14.118 | 14.2451 | 14.2451 | 9.9659 | 13.457 | 9.7818
2020-05-04 12:08 | 0.00 | 110.7797 | 105.7545 | 95.4451 | 125.8119 | 95.4182 | 123.3392 | 147.0392 | 95.3873 | 102.7544 | 95.525 | 87.9034 | 95.4055 | 45.1478 | 44.4325 | 95.5141 | 96.1351 | 153.7726 | 153.8036 | 153.8036 | 44.4325 | 139.0269 | 41.1982
2020-05-04 12:09 | 0.00 | 127.1914 | 120.4448 | 118.7147 | 130.5862 | 118.6942 | 133.3187 | 138.238 | 118.6705 | 119.0404 | 118.7742 | 115.068 | 118.6845 | 89.6638 | 89.3225 | 118.7662 | 118.9155 | 145.103 | 145.1427 | 145.1427 | 89.3225 | 139.2266 | 87.7869
2020-05-04 12:10 | 0.00 | 160.0419 | 149.8065 | 152.5327 | 157.6445 | 152.5259 | 165.0689 | 160.1583 | 152.5174 | 148.8674 | 152.5488 | 150.0356 | 152.5225 | 128.5198 | 128.3944 | 152.547 | 151.7092 | 170.3199 | 170.3103 | 170.3103 | 128.3944 | 167.2212 | 127.8889
2020-05-04 12:11 | 0.00 | 146.0038 | 139.1678 | 141.9942 | 143.2614 | 141.9815 | 148.0218 | 143.0854 | 141.9664 | 138.7222 | 142.0289 | 140.7455 | 141.9754 | 128.412 | 128.3775 | 142.0244 | 141.6011 | 149.2531 | 149.2923 | 149.2923 | 128.3775 | 148.5868 | 128.2813
2020-05-04 12:12 | 0.00 | 153.5496 | 143.5193 | 148.7799 | 147.5591 | 148.7704 | 156.3107 | 145.4204 | 148.7588 | 143.1752 | 148.8047 | 147.7422 | 148.7657 | 135.0066 | 135.0627 | 148.8017 | 148.1478 | 155.2089 | 155.2365 | 155.2365 | 135.0627 | 155.1168 | 135.4137
2020-05-04 12:13 | 0.00 | 144.9449 | 125.5192 | 136.6284 | 131.0954 | 136.6158 | 151.3354 | 125.5474 | 136.6007 | 125.2104 | 136.663 | 135.5391 | 136.6097 | 118.3355 | 118.5636 | 136.6585 | 136.2323 | 146.4936 | 146.5264 | 146.5264 | 118.5636 | 146.3586 | 119.7995
2020-05-04 12:14 | 0.00 | 192.366 | 148.2684 | 174.6849 | 158.3932 | 174.6876 | 207.5178 | 143.7965 | 174.6896 | 147.9755 | 174.671 | 173.2891 | 174.6886 | 142.1925 | 142.8676 | 174.6735 | 173.1567 | 193.5974 | 193.552 | 193.552 | 142.8676 | 193.619 | 146.3699
2020-05-04 12:15 | 0.00 | 147.0042 | 90.4567 | 126.7757 | 98.596 | 126.758 | 165.8279 | 75.6793 | 126.7372 | 90.8088 | 126.8267 | 126.6802 | 126.7495 | 98.9798 | 100.0116 | 126.8199 | 126.7707 | 140.6766 | 140.7285 | 140.7285 | 100.0116 | 143.0847 | 105.3053
2020-05-04 12:16 | 0.00 | 92.6105 | 32.4721 | 71.3207 | 37.3351 | 71.2883 | 114.4552 | 17.8184 | 71.2512 | 33.1748 | 71.4181 | 72.4118 | 71.273 | 50.6383 | 51.8369 | 71.4047 | 72.4309 | 80.0304 | 80.1513 | 80.1513 | 51.8369 | 84.2797 | 58.0442
2020-05-04 12:17 | 0.00 | 19.5758 | 3.4051 | 11.798 | 3.5703 | 11.7654 | 29.3493 | 3.2293 | 11.7284 | 3.4567 | 11.8967 | 12.5375 | 11.7501 | 7.6885 | 8.0482 | 11.883 | 13.1447 | 12.5866 | 12.714 | 12.714 | 8.0482 | 14.7014 | 10.1808
2020-05-04 12:18 | 0.00 | 0 | 0 | 0 | 0 | 0 | 0 | 0 | 0 | 0 | 0 | 0 | 0 | 0 | 0 | 0 | 0 | 0 | 0 | 0 | 0 | 0 | 0
2020-05-04 12:19 | 0.00 | 0 | 0 | 0 | 0 | 0 | 0 | 0 | 0 | 0 | 0 | 0 | 0 | 0 | 0 | 0 | 0 | 0 | 0 | 0 | 0 | 0 | 0
2020-05-04 12:20 | 0.00 | 0 | 0 | 0 | 0 | 0 | 0 | 0 | 0 | 0 | 0 | 0 | 0 | 0 | 0 | 0 | 0 | 0 | 0 | 0 | 0 | 0 | 0
2020-05-04 12:21 | 0.00 | 0 | 0 | 0 | 0 | 0 | 0 | 0 | 0 | 0 | 0 | 0 | 0 | 0 | 0 | 0 | 0 | 0 | 0 | 0 | 0 | 0 | 0
2020-05-04 12:22 | 0.00 | 0 | 0 | 0 | 0 | 0 | 0 | 0 | 0 | 0 | 0 | 0 | 0 | 0 | 0 | 0 | 0 | 0 | 0 | 0 | 0 | 0 | 0
2020-05-04 12:23 | 0.00 | 0 | 0 | 0 | 0 | 0 | 0 | 0 | 0 | 0 | 0 | 0 | 0 | 0 | 0 | 0 | 0 | 0 | 0 | 0 | 0 | 0 | 0
2020-05-04 12:24 | 0.00 | 0 | 0 | 0 | 0 | 0 | 0 | 0 | 0 | 0 | 0 | 0 | 0 | 0 | 0 | 0 | 0 | 0 | 0 | 0 | 0 | 0 | 0
2020-05-04 12:25 | 0.00 | 0 | 0 | 0 | 0 | 0 | 0 | 0 | 0 | 0 | 0 | 0 | 0 | 0 | 0 | 0 | 0 | 0 | 0 | 0 | 0 | 0 | 0
2020-05-04 12:26 | 0.00 | 0 | 0 | 0 | 0 | 0 | 0 | 0 | 0 | 0 | 0 | 0 | 0 | 0 | 0 | 0 | 0 | 0 | 0 | 0 | 0 | 0 | 0
2020-05-04 12:27 | 0.00 | 0 | 0 | 0 | 0 | 0 | 0 | 0 | 0 | 0 | 0 | 0 | 0 | 0 | 0 | 0 | 0 | 0 | 0 | 0 | 0 | 0 | 0
2020-05-04 12:28 | 0.00 | 0 | 0 | 0 | 0 | 0 | 0 | 0 | 0 | 0 | 0 | 0 | 0 | 0 | 0 | 0 | 0 | 0 | 0 | 0 | 0 | 0 | 0
2020-05-04 12:29 | 0.00 | 0 | 0 | 0 | 0 | 0 | 0 | 0 | 0 | 0 | 0 | 0 | 0 | 0 | 0 | 0 | 0 | 0 | 0 | 0 | 0 | 0 | 0
2020-05-04 12:30 | 0.00 | 0 | 0 | 0 | 0 | 0 | 0 | 0 | 0 | 0 | 0 | 0 | 0 | 0 | 0 | 0 | 0 | 0 | 0 | 0 | 0 | 0 | 0
2020-05-04 12:31 | 0.00 | 30.2021 | 31.7123 | 22.4427 | 43.797 | 22.4109 | 37.2465 | 60.1211 | 22.3747 | 29.8365 | 22.5389 | 18.1787 | 22.396 | 3.247 | 3.092 | 22.5256 | 23.9574 | 59.7807 | 59.8822 | 59.8822 | 3.092 | 49.1838 | 2.5315
2020-05-04 12:32 | 0.00 | 114.7283 | 109.0544 | 95.5338 | 134.1887 | 95.5065 | 130.6573 | 161.2321 | 95.4751 | 105.2706 | 95.6152 | 86.0397 | 95.4936 | 33.0341 | 32.1467 | 95.604 | 96.2578 | 169.2549 | 169.2704 | 169.2704 | 32.1467 | 150.541 | 28.135
2020-05-04 12:33 | 0.00 | 187.8816 | 170.7479 | 165.9478 | 196.0728 | 165.9435 | 205.3345 | 216.2049 | 165.9378 | 167.2291 | 165.956 | 156.9119 | 165.9413 | 94.3516 | 93.5364 | 165.9553 | 164.9162 | 235.3829 | 235.2698 | 235.2698 | 93.5364 | 219.4194 | 89.8184
2020-05-04 12:34 | 0.00 | 239.1366 | 209.8706 | 214.6573 | 235.0387 | 214.676 | 258.5361 | 247.7833 | 214.6958 | 206.7291 | 214.5926 | 206.517 | 214.6844 | 140.8713 | 140.4008 | 214.6023 | 211.9358 | 279.576 | 279.3532 | 279.3532 | 140.4008 | 266.1943 | 138.3827
2020-05-04 12:35 | 0.00 | 270.215 | 229.7986 | 244.3542 | 253.3674 | 244.3905 | 290.9099 | 257.5039 | 244.4298 | 227.2471 | 244.234 | 237.6148 | 244.4069 | 174.0139 | 173.9655 | 244.2516 | 241.2681 | 301.4812 | 301.1953 | 301.1953 | 173.9655 | 291.3458 | 174.0137
2020-05-04 12:36 | 0.00 | 274.8246 | 224.49 | 248.272 | 245.6767 | 248.3105 | 296.5495 | 240.9509 | 248.3524 | 222.6211 | 248.1446 | 243.0964 | 248.328 | 184.1417 | 184.5 | 248.1633 | 245.1738 | 296.3818 | 296.1116 | 296.1116 | 184.5 | 289.5952 | 186.5376
2020-05-04 12:37 | 0.00 | 260.0645 | 200.0417 | 232.8866 | 218.5994 | 232.9157 | 283.0342 | 204.8029 | 232.947 | 198.8902 | 232.7891 | 229.2841 | 232.9288 | 175.838 | 176.58 | 232.8035 | 229.7874 | 272.0861 | 271.8835 | 271.8835 | 176.58 | 268.5245 | 180.499
2020-05-04 12:38 | 0.00 | 223.0594 | 155.8022 | 196.222 | 170.8133 | 196.2313 | 246.718 | 148.4559 | 196.2405 | 155.4321 | 196.1875 | 194.3055 | 196.2352 | 148.8943 | 149.9596 | 196.1929 | 194.1663 | 225.3684 | 225.2783 | 225.2783 | 149.9596 | 225.0224 | 155.4603
2020-05-04 12:39 | 0.00 | 166.0802 | 95.645 | 140.6315 | 106.2223 | 140.6174 | 189.833 | 78.0986 | 140.6006 | 96.0245 | 140.671 | 140.3905 | 140.6106 | 105.1829 | 106.4649 | 140.6658 | 140.3515 | 159.3924 | 159.4233 | 159.4233 | 106.4649 | 161.9375 | 113.0311
2020-05-04 12:40 | 0.00 | 92.2814 | 33.2385 | 71.4955 | 37.9276 | 71.4631 | 113.5909 | 18.5598 | 71.4261 | 33.9462 | 71.5929 | 72.6067 | 71.4478 | 51.4102 | 52.5927 | 71.5795 | 72.6053 | 79.5849 | 79.7062 | 79.7062 | 52.5927 | 83.8909 | 58.7126
2020-05-04 12:41 | 0.00 | 25.9368 | 8.4051 | 17.992 | 8.5917 | 17.9598 | 35.5776 | 8.1148 | 17.9232 | 8.4675 | 18.0896 | 18.7864 | 17.9447 | 13.552 | 13.9663 | 18.0761 | 19.3865 | 18.5307 | 18.6567 | 18.6567 | 13.9663 | 20.8337 | 16.2945
2020-05-04 12:42 | 0.00 | 0 | 0 | 0 | 0 | 0 | 0 | 0 | 0 | 0 | 0 | 0 | 0 | 0 | 0 | 0 | 0 | 0 | 0 | 0 | 0 | 0 | 0
2020-05-04 12:43 | 0.00 | 0 | 0 | 0 | 0 | 0 | 0 | 0 | 0 | 0 | 0 | 0 | 0 | 0 | 0 | 0 | 0 | 0 | 0 | 0 | 0 | 0 | 0
2020-05-04 12:44 | 0.00 | 0 | 0 | 0 | 0 | 0 | 0 | 0 | 0 | 0 | 0 | 0 | 0 | 0 | 0 | 0 | 0 | 0 | 0 | 0 | 0 | 0 | 0
2020-05-04 12:45 | 0.00 | 0 | 0 | 0 | 0 | 0 | 0 | 0 | 0 | 0 | 0 | 0 | 0 | 0 | 0 | 0 | 0 | 0 | 0 | 0 | 0 | 0 | 0
2020-05-04 12:46 | 0.00 | 0 | 0 | 0 | 0 | 0 | 0 | 0 | 0 | 0 | 0 | 0 | 0 | 0 | 0 | 0 | 0 | 0 | 0 | 0 | 0 | 0 | 0
2020-05-04 12:47 | 0.00 | 0 | 0 | 0 | 0 | 0 | 0 | 0 | 0 | 0 | 0 | 0 | 0 | 0 | 0 | 0 | 0 | 0 | 0 | 0 | 0 | 0 | 0
2020-05-04 12:48 | 0.00 | 0 | 0 | 0 | 0 | 0 | 0 | 0 | 0 | 0 | 0 | 0 | 0 | 0 | 0 | 0 | 0 | 0 | 0 | 0 | 0 | 0 | 0
2020-05-04 12:49 | 0.00 | 0 | 0 | 0 | 0 | 0 | 0 | 0 | 0 | 0 | 0 | 0 | 0 | 0 | 0 | 0 | 0 | 0 | 0 | 0 | 0 | 0 | 0
2020-05-04 12:50 | 0.00 | 0 | 0 | 0 | 0 | 0 | 0 | 0 | 0 | 0 | 0 | 0 | 0 | 0 | 0 | 0 | 0 | 0 | 0 | 0 | 0 | 0 | 0
2020-05-04 12:51 | 0.00 | 0 | 0 | 0 | 0 | 0 | 0 | 0 | 0 | 0 | 0 | 0 | 0 | 0 | 0 | 0 | 0 | 0 | 0 | 0 | 0 | 0 | 0
2020-05-04 12:52 | 0.00 | 0 | 0 | 0 | 0 | 0 | 0 | 0 | 0 | 0 | 0 | 0 | 0 | 0 | 0 | 0 | 0 | 0 | 0 | 0 | 0 | 0 | 0
2020-05-04 12:53 | 0.00 | 0 | 0 | 0 | 0 | 0 | 0 | 0 | 0 | 0 | 0 | 0 | 0 | 0 | 0 | 0 | 0 | 0 | 0 | 0 | 0 | 0 | 0
2020-05-04 12:54 | 0.00 | 0 | 0 | 0 | 0 | 0 | 0 | 0 | 0 | 0 | 0 | 0 | 0 | 0 | 0 | 0 | 0 | 0 | 0 | 0 | 0 | 0 | 0
2020-05-04 12:55 | 0.00 | 29.7942 | 31.202 | 22.9125 | 41.9201 | 22.874 | 35.9558 | 56.3438 | 22.8303 | 29.532 | 23.0288 | 19.0594 | 22.856 | 5.1105 | 4.9484 | 23.0127 | 24.4777 | 55.8482 | 55.9787 | 55.9787 | 4.9484 | 46.5325 | 4.348
2020-05-04 12:56 | 0.00 | 108.9732 | 103.9665 | 91.2272 | 127.3212 | 91.1988 | 123.6315 | 152.55 | 91.1663 | 100.4428 | 91.3119 | 82.3784 | 91.1854 | 32.9149 | 32.0728 | 91.3003 | 92.0313 | 159.6453 | 159.6761 | 159.6761 | 32.0728 | 142.2626 | 28.2615
2020-05-04 12:57 | 0.00 | 165.8007 | 154.0613 | 150.6305 | 171.8787 | 150.6201 | 177.5211 | 185.967 | 150.6075 | 151.5865 | 150.6583 | 144.267 | 150.615 | 100.2809 | 99.699 | 150.6548 | 150.07 | 198.8292 | 198.7922 | 198.7922 | 99.699 | 187.7888 | 97.0486
2020-05-04 12:58 | 0.00 | 222.2083 | 197.6072 | 201.9778 | 218.4367 | 201.9902 | 237.9897 | 228.5516 | 202.0031 | 195.0202 | 201.933 | 195.2624 | 201.9957 | 140.5786 | 140.1992 | 201.9398 | 199.7158 | 254.9864 | 254.8239 | 254.8239 | 140.1992 | 244.2162 | 138.5824
2020-05-04 12:59 | 0.00 | 257.8037 | 219.605 | 233.3502 | 241.918 | 233.3796 | 277.3372 | 245.8368 | 233.4112 | 217.1877 | 233.2519 | 226.9547 | 233.3928 | 166.713 | 166.6614 | 233.2664 | 230.2523 | 287.3344 | 287.0902 | 287.0902 | 166.6614 | 277.7667 | 166.6843
2020-05-04 13:00 | 0.00 | 267.8648 | 219.4696 | 242.3575 | 239.8341 | 242.3923 | 288.6871 | 235.2346 | 242.43 | 217.6738 | 242.242 | 237.3771 | 242.4081 | 180.6476 | 180.9904 | 242.259 | 239.2486 | 288.4735 | 288.2262 | 288.2262 | 180.9904 | 282.0016 | 182.9435
2020-05-04 13:01 | 0.00 | 254.297 | 198.5851 | 229.1714 | 215.7092 | 229.1983 | 275.415 | 202.6635 | 229.2272 | 197.5316 | 229.0809 | 225.8564 | 229.2104 | 176.3082 | 176.9995 | 229.0943 | 226.1251 | 265.0064 | 264.8224 | 264.8224 | 176.9995 | 261.9016 | 180.6471
2020-05-04 13:02 | 0.00 | 178.7525 | 134.5645 | 161.021 | 144.7531 | 161.0168 | 194.0183 | 130.1999 | 161.0111 | 134.2671 | 161.0289 | 159.6059 | 161.0146 | 128.4908 | 129.164 | 161.0283 | 159.9838 | 180.1697 | 180.1534 | 180.1534 | 129.164 | 180.0818 | 132.6662
2020-05-04 13:03 | 0.00 | 161.4599 | 98.8889 | 139.0638 | 108.0421 | 139.0493 | 182.2475 | 82.6226 | 139.0321 | 99.2629 | 139.1046 | 138.9279 | 139.0423 | 107.9505 | 109.0962 | 139.0992 | 138.8142 | 154.665 | 154.7023 | 154.7023 | 109.0962 | 157.2756 | 114.9634
2020-05-04 13:04 | 0.00 | 84.3314 | 43.2668 | 70.2563 | 46.9459 | 70.2244 | 98.2582 | 30.9914 | 70.1879 | 43.773 | 70.3521 | 70.8876 | 70.2094 | 55.3722 | 56.1736 | 70.3389 | 71.3266 | 75.7022 | 75.8228 | 75.8228 | 56.1736 | 78.7252 | 60.316
2020-05-04 13:05 | 0.00 | 8.6738 | 8.0776 | 8.4564 | 8.086 | 8.4237 | 8.8519 | 7.9588 | 8.3865 | 8.0806 | 8.5557 | 8.4112 | 8.4083 | 8.1235 | 8.1011 | 8.5419 | 9.8155 | 8.0349 | 8.1481 | 8.1481 | 8.1011 | 8.2316 | 8.0635
2020-05-04 13:06 | 0.00 | 0 | 0 | 0 | 0 | 0 | 0 | 0 | 0 | 0 | 0 | 0 | 0 | 0 | 0 | 0 | 0 | 0 | 0 | 0 | 0 | 0 | 0
2020-05-04 13:07 | 0.00 | 0 | 0 | 0 | 0 | 0 | 0 | 0 | 0 | 0 | 0 | 0 | 0 | 0 | 0 | 0 | 0 | 0 | 0 | 0 | 0 | 0 | 0
2020-05-04 13:08 | 0.00 | 0 | 0 | 0 | 0 | 0 | 0 | 0 | 0 | 0 | 0 | 0 | 0 | 0 | 0 | 0 | 0 | 0 | 0 | 0 | 0 | 0 | 0
2020-05-04 13:09 | 0.00 | 0 | 0 | 0 | 0 | 0 | 0 | 0 | 0 | 0 | 0 | 0 | 0 | 0 | 0 | 0 | 0 | 0 | 0 | 0 | 0 | 0 | 0
2020-05-04 13:10 | 0.00 | 0 | 0 | 0 | 0 | 0 | 0 | 0 | 0 | 0 | 0 | 0 | 0 | 0 | 0 | 0 | 0 | 0 | 0 | 0 | 0 | 0 | 0
2020-05-04 13:11 | 0.00 | 0 | 0 | 0 | 0 | 0 | 0 | 0 | 0 | 0 | 0 | 0 | 0 | 0 | 0 | 0 | 0 | 0 | 0 | 0 | 0 | 0 | 0
2020-05-04 13:12 | 0.00 | 0 | 0 | 0 | 0 | 0 | 0 | 0 | 0 | 0 | 0 | 0 | 0 | 0 | 0 | 0 | 0 | 0 | 0 | 0 | 0 | 0 | 0
2020-05-04 13:13 | 0.00 | 0 | 0 | 0 | 0 | 0 | 0 | 0 | 0 | 0 | 0 | 0 | 0 | 0 | 0 | 0 | 0 | 0 | 0 | 0 | 0 | 0 | 0
2020-05-04 13:14 | 0.00 | 0 | 0 | 0 | 0 | 0 | 0 | 0 | 0 | 0 | 0 | 0 | 0 | 0 | 0 | 0 | 0 | 0 | 0 | 0 | 0 | 0 | 0
2020-05-04 13:15 | 0.00 | 0 | 0 | 0 | 0 | 0 | 0 | 0 | 0 | 0 | 0 | 0 | 0 | 0 | 0 | 0 | 0 | 0 | 0 | 0 | 0 | 0 | 0
2020-05-04 13:16 | 0.00 | 0 | 0 | 0 | 0 | 0 | 0 | 0 | 0 | 0 | 0 | 0 | 0 | 0 | 0 | 0 | 0 | 0 | 0 | 0 | 0 | 0 | 0
2020-05-04 13:17 | 0.00 | 0 | 0 | 0 | 0 | 0 | 0 | 0 | 0 | 0 | 0 | 0 | 0 | 0 | 0 | 0 | 0 | 0 | 0 | 0 | 0 | 0 | 0
2020-05-04 13:18 | 0.00 | 0 | 0 | 0 | 0 | 0 | 0 | 0 | 0 | 0 | 0 | 0 | 0 | 0 | 0 | 0 | 0.0307 | 0 | 0 | 0 | 0 | 0 | 0
2020-05-04 13:19 | 0.00 | 30.0844 | 31.7829 | 23.1043 | 42.7947 | 23.066 | 36.3317 | 57.7853 | 23.0223 | 30.0616 | 23.2206 | 19.1558 | 23.048 | 4.9839 | 4.816 | 23.2045 | 24.6668 | 56.9864 | 57.1167 | 57.1167 | 4.816 | 47.354 | 4.1807
2020-05-04 13:20 | 0.00 | 109.7195 | 105.1613 | 92.801 | 127.58 | 92.773 | 123.6181 | 151.9209 | 92.7409 | 101.7757 | 92.8843 | 84.3044 | 92.7598 | 36.722 | 35.8997 | 92.8729 | 93.573 | 158.4239 | 158.4561 | 158.4561 | 35.8997 | 141.706 | 32.1697
2020-05-04 13:21 | 0.00 | 200.5379 | 184.7894 | 180.0627 | 208.6958 | 180.0645 | 216.5401 | 227.7285 | 180.0656 | 181.4587 | 180.0515 | 171.5241 | 180.0651 | 112.1515 | 111.3714 | 180.0536 | 178.5674 | 245.1855 | 245.0492 | 245.0492 | 111.3714 | 230.2532 | 107.8008
2020-05-04 13:22 | 0.00 | 229.867 | 202.6321 | 206.9755 | 226.272 | 206.9901 | 247.9048 | 238.3056 | 207.0054 | 199.6739 | 206.9237 | 199.3056 | 206.9966 | 137.5192 | 137.0672 | 206.9316 | 204.5118 | 267.7721 | 267.5809 | 267.5809 | 137.0672 | 255.2522 | 135.1251
2020-05-04 13:23 | 0.00 | 249.6731 | 213.9129 | 226.7368 | 234.9017 | 226.7624 | 267.9081 | 238.6108 | 226.7898 | 211.6346 | 226.6506 | 220.7018 | 226.7739 | 163.9857 | 163.9299 | 226.6634 | 223.76 | 277.3853 | 277.1679 | 277.1679 | 163.9299 | 268.4324 | 163.9164
2020-05-04 13:24 | 0.00 | 269.1512 | 221.3151 | 243.991 | 241.4275 | 244.0268 | 289.6135 | 236.7932 | 244.0656 | 219.5427 | 243.8722 | 239.0792 | 244.0431 | 182.9092 | 183.2511 | 243.8897 | 240.8843 | 289.3327 | 289.083 | 289.083 | 183.2511 | 283.0219 | 185.195
2020-05-04 13:25 | 0.00 | 192.4259 | 164.4751 | 179.8129 | 173.3886 | 179.817 | 202.3013 | 166.6947 | 179.8206 | 163.8902 | 179.7947 | 177.9705 | 179.8186 | 151.3187 | 151.6326 | 179.7977 | 178.3844 | 197.0506 | 197 | 197 | 151.6326 | 195.9853 | 153.3185
2020-05-04 13:26 | 0.00 | 187.3277 | 146.7553 | 171.7777 | 155.1459 | 171.7767 | 200.4915 | 140.307 | 171.7746 | 146.6338 | 171.7754 | 170.8267 | 171.776 | 144.074 | 144.733 | 171.7762 | 170.4957 | 186.0786 | 186.0586 | 186.0586 | 144.733 | 186.9845 | 148.1337
2020-05-04 13:27 | 0.00 | 190.1986 | 119.7378 | 165.1165 | 130.1021 | 165.1115 | 213.3092 | 101.1241 | 165.1049 | 120.1628 | 165.1271 | 164.9875 | 165.1089 | 129.9212 | 131.2279 | 165.126 | 164.1431 | 182.4529 | 182.4474 | 182.4474 | 131.2279 | 185.4726 | 137.8967
2020-05-04 13:28 | 0.00 | 103.7603 | 48.7944 | 84.8512 | 52.9402 | 84.8213 | 122.9408 | 33.954 | 84.7872 | 49.5111 | 84.9404 | 85.9956 | 84.8073 | 66.6403 | 67.7593 | 84.9281 | 85.765 | 90.8336 | 90.9462 | 90.9462 | 67.7593 | 95.3076 | 73.5326
2020-05-04 13:29 | 0.00 | 22.4221 | 5.8787 | 15.1096 | 6.0641 | 15.0773 | 31.2661 | 5.5476 | 15.0405 | 5.9489 | 15.2076 | 15.8679 | 15.0621 | 11.1082 | 11.4993 | 15.194 | 16.4391 | 15.3724 | 15.499 | 15.499 | 11.4993 | 17.5672 | 13.6812
2020-05-04 13:30 | 0.00 | 0 | 0 | 0 | 0 | 0 | 0 | 0 | 0 | 0 | 0 | 0 | 0 | 0 | 0 | 0 | 0 | 0 | 0 | 0 | 0 | 0 | 0
2020-05-04 13:31 | 0.00 | 0 | 0 | 0 | 0 | 0 | 0 | 0 | 0 | 0 | 0 | 0 | 0 | 0 | 0 | 0 | 0 | 0 | 0 | 0 | 0 | 0 | 0
2020-05-04 13:32 | 0.00 | 0 | 0 | 0 | 0 | 0 | 0 | 0 | 0 | 0 | 0 | 0 | 0 | 0 | 0 | 0 | 0 | 0 | 0 | 0 | 0 | 0 | 0
2020-05-04 13:33 | 0.00 | 0 | 0 | 0 | 0 | 0 | 0 | 0 | 0 | 0 | 0 | 0 | 0 | 0 | 0 | 0 | 0 | 0 | 0 | 0 | 0 | 0 | 0
2020-05-04 13:34 | 0.00 | 0 | 0 | 0 | 0 | 0 | 0 | 0 | 0 | 0 | 0 | 0 | 0 | 0 | 0 | 0 | 0 | 0 | 0 | 0 | 0 | 0 | 0
2020-05-04 13:35 | 0.00 | 0 | 0 | 0 | 0 | 0 | 0 | 0 | 0 | 0 | 0 | 0 | 0 | 0 | 0 | 0 | 0 | 0 | 0 | 0 | 0 | 0 | 0
2020-05-04 13:36 | 0.00 | 0 | 0 | 0 | 0 | 0 | 0 | 0 | 0 | 0 | 0 | 0 | 0 | 0 | 0 | 0 | 0 | 0 | 0 | 0 | 0 | 0 | 0
2020-05-04 13:37 | 0.00 | 0 | 0 | 0 | 0 | 0 | 0 | 0 | 0 | 0 | 0 | 0 | 0 | 0 | 0 | 0 | 0 | 0 | 0 | 0 | 0 | 0 | 0
2020-05-04 13:38 | 0.00 | 0 | 0 | 0 | 0 | 0 | 0 | 0 | 0 | 0 | 0 | 0 | 0 | 0 | 0 | 0 | 0 | 0 | 0 | 0 | 0 | 0 | 0
2020-05-04 13:39 | 0.00 | 0 | 0 | 0 | 0 | 0 | 0 | 0 | 0 | 0 | 0 | 0 | 0 | 0 | 0 | 0 | 0 | 0 | 0 | 0 | 0 | 0 | 0
2020-05-04 13:40 | 0.00 | 0 | 0 | 0 | 0 | 0 | 0 | 0 | 0 | 0 | 0 | 0 | 0 | 0 | 0 | 0 | 0 | 0 | 0 | 0 | 0 | 0 | 0
2020-05-04 13:41 | 0.00 | 0 | 0 | 0 | 0 | 0 | 0 | 0 | 0 | 0 | 0 | 0 | 0 | 0 | 0 | 0 | 0 | 0 | 0 | 0 | 0 | 0 | 0
2020-05-04 13:42 | 0.00 | 0 | 0 | 0 | 0 | 0 | 0 | 0 | 0 | 0 | 0 | 0 | 0 | 0 | 0 | 0 | 0.0012589 | 0 | 0 | 0 | 0 | 0 | 0
2020-05-04 13:43 | 0.00 | 28.9112 | 30.694 | 23.1135 | 40.0876 | 23.0751 | 34.0689 | 53.1186 | 23.0314 | 29.2208 | 23.23 | 19.76 | 23.0571 | 8.0405 | 7.9023 | 23.2138 | 24.68 | 51.956 | 52.0919 | 52.0919 | 7.9023 | 43.6683 | 7.3694
2020-05-04 13:44 | 0.00 | 109.9376 | 106.1731 | 97.2568 | 123.0308 | 97.2307 | 120.0099 | 140.9006 | 97.2008 | 103.6352 | 97.3339 | 90.8496 | 97.2184 | 53.7204 | 53.0637 | 97.3234 | 97.8804 | 145.7546 | 145.7954 | 145.7954 | 53.0637 | 133.5382 | 50.0681
2020-05-04 13:45 | 0.00 | 93.9413 | 89.54 | 87.7923 | 97.0861 | 87.765 | 98.3381 | 103.1014 | 87.7336 | 88.4774 | 87.8737 | 85.0136 | 87.7521 | 66.2294 | 65.9465 | 87.8625 | 88.5168 | 107.4744 | 107.5533 | 107.5533 | 65.9465 | 103.0202 | 64.6802
2020-05-04 13:46 | 0.00 | 190.9323 | 170.5819 | 174.3311 | 187.6979 | 174.3319 | 203.7762 | 195.8285 | 174.3319 | 168.4637 | 174.323 | 168.8079 | 174.332 | 123.8897 | 123.5758 | 174.3247 | 172.9106 | 217.5866 | 217.4999 | 217.4999 | 123.5758 | 208.8487 | 122.2488
2020-05-04 13:47 | 0.00 | 258.9302 | 222.2682 | 235.4511 | 243.8195 | 235.4817 | 277.4956 | 247.6017 | 235.5148 | 219.9238 | 235.3487 | 229.2618 | 235.4956 | 170.6624 | 170.6078 | 235.3638 | 232.3481 | 287.1634 | 286.9196 | 286.9196 | 170.6078 | 278.0729 | 170.6044
2020-05-04 13:48 | 0.00 | 222.3926 | 193.1582 | 207.3324 | 205.2596 | 207.3481 | 234.0421 | 201.6543 | 207.3646 | 192.1057 | 207.2772 | 204.3606 | 207.3551 | 169.7921 | 169.9987 | 207.2856 | 205.059 | 233.1909 | 233.0765 | 233.0765 | 169.9987 | 230.0638 | 171.1762
2020-05-04 13:49 | 0.00 | 257.3518 | 200.316 | 231.7628 | 217.843 | 231.7912 | 278.7556 | 204.3416 | 231.8218 | 199.243 | 231.6674 | 228.3996 | 231.8041 | 177.5677 | 178.2864 | 231.6815 | 228.6788 | 268.0877 | 267.8956 | 267.8956 | 178.2864 | 264.9867 | 182.0749
2020-05-04 13:50 | 0.00 | 221.8127 | 156.0679 | 195.8909 | 170.5459 | 195.8999 | 244.4812 | 148.1225 | 195.9089 | 155.7457 | 195.8569 | 194.1133 | 195.9038 | 150.0202 | 151.0801 | 195.8622 | 193.8487 | 223.2977 | 223.2122 | 223.2122 | 151.0801 | 223.2593 | 156.5435
2020-05-04 13:51 | 0.00 | 167.4586 | 96.0045 | 142.0529 | 106.444 | 142.0392 | 191.0007 | 77.1199 | 142.023 | 96.4498 | 142.0909 | 141.9413 | 142.0326 | 106.8366 | 108.1609 | 142.086 | 141.738 | 159.7877 | 159.8183 | 159.8183 | 108.1609 | 162.7084 | 114.9285
2020-05-04 13:52 | 0.00 | 94.6653 | 31.059 | 72.6572 | 35.8208 | 72.6251 | 117.1147 | 14.5985 | 72.5883 | 31.8756 | 72.7538 | 74.0006 | 72.6099 | 51.8582 | 53.1601 | 72.7405 | 73.7473 | 80.1158 | 80.2365 | 80.2365 | 53.1601 | 85.082 | 59.8763
2020-05-04 13:53 | 0.00 | 21.2549 | 2.0027 | 12.1971 | 2.1708 | 12.1645 | 32.6451 | 1.7549 | 12.1275 | 2.0697 | 12.2958 | 13.1856 | 12.1493 | 7.7491 | 8.2242 | 12.2821 | 13.5422 | 12.3981 | 12.5255 | 12.5255 | 8.2242 | 15.0837 | 10.9178
2020-05-04 13:54 | 0.00 | 0 | 0 | 0 | 0 | 0 | 0 | 0 | 0 | 0 | 0 | 0 | 0 | 0 | 0 | 0 | 0 | 0 | 0 | 0 | 0 | 0 | 0
2020-05-04 13:55 | 0.00 | 0 | 0 | 0 | 0 | 0 | 0 | 0 | 0 | 0 | 0 | 0 | 0 | 0 | 0 | 0 | 0 | 0 | 0 | 0 | 0 | 0 | 0
2020-05-04 13:56 | 0.00 | 0 | 0 | 0 | 0 | 0 | 0 | 0 | 0 | 0 | 0 | 0 | 0 | 0 | 0 | 0 | 0 | 0 | 0 | 0 | 0 | 0 | 0
2020-05-04 13:57 | 0.00 | 0 | 0 | 0 | 0 | 0 | 0 | 0 | 0 | 0 | 0 | 0 | 0 | 0 | 0 | 0 | 0 | 0 | 0 | 0 | 0 | 0 | 0
2020-05-04 13:58 | 0.00 | 0 | 0 | 0 | 0 | 0 | 0 | 0 | 0 | 0 | 0 | 0 | 0 | 0 | 0 | 0 | 0 | 0 | 0 | 0 | 0 | 0 | 0
2020-05-04 13:59 | 0.00 | 0 | 0 | 0 | 0 | 0 | 0 | 0 | 0 | 0 | 0 | 0 | 0 | 0 | 0 | 0 | 0 | 0 | 0 | 0 | 0 | 0 | 0
2020-05-04 14:00 | 0.00 | 0 | 0 | 0 | 0 | 0 | 0 | 0 | 0 | 0 | 0 | 0 | 0 | 0 | 0 | 0 | 0 | 0 | 0 | 0 | 0 | 0 | 0
2020-05-04 14:01 | 0.00 | 0 | 0 | 0 | 0 | 0 | 0 | 0 | 0 | 0 | 0 | 0 | 0 | 0 | 0 | 0 | 0 | 0 | 0 | 0 | 0 | 0 | 0
2020-05-04 14:02 | 0.00 | 0 | 0 | 0 | 0 | 0 | 0 | 0 | 0 | 0 | 0 | 0 | 0 | 0 | 0 | 0 | 0 | 0 | 0 | 0 | 0 | 0 | 0
2020-05-04 14:03 | 0.00 | 0 | 0 | 0 | 0 | 0 | 0 | 0 | 0 | 0 | 0 | 0 | 0 | 0 | 0 | 0 | 0 | 0 | 0 | 0 | 0 | 0 | 0
2020-05-04 14:04 | 0.00 | 0 | 0 | 0 | 0 | 0 | 0 | 0 | 0 | 0 | 0 | 0 | 0 | 0 | 0 | 0 | 0 | 0 | 0 | 0 | 0 | 0 | 0
2020-05-04 14:05 | 0.00 | 0 | 0 | 0 | 0 | 0 | 0 | 0 | 0 | 0 | 0 | 0 | 0 | 0 | 0 | 0 | 0 | 0 | 0 | 0 | 0 | 0 | 0
2020-05-04 14:06 | 0.00 | 0 | 0 | 0 | 0 | 0 | 0 | 0 | 0 | 0 | 0 | 0 | 0 | 0 | 0 | 0 | 0 | 0 | 0 | 0 | 0 | 0 | 0
2020-05-04 14:07 | 0.00 | 8.5507 | 8.541 | 8.578 | 8.5635 | 8.5518 | 8.4176 | 8.4875 | 8.5221 | 8.5375 | 8.6573 | 8.5116 | 8.5396 | 8.3533 | 8.3238 | 8.6462 | 9.7472 | 8.2165 | 8.3191 | 8.3191 | 8.3238 | 8.3346 | 8.223
2020-05-04 14:08 | 0.00 | 28.1737 | 28.1222 | 28.2262 | 28.2309 | 28.188 | 27.7691 | 28.0249 | 28.1445 | 28.1061 | 28.342 | 28.0966 | 28.17 | 27.4114 | 27.3646 | 28.326 | 29.778 | 27.4634 | 27.6135 | 27.6135 | 27.3646 | 27.7737 | 27.1995
2020-05-04 14:09 | 0.00 | 60.5327 | 59.9229 | 59.8652 | 61.0514 | 59.831 | 60.3786 | 61.4792 | 59.7921 | 59.7633 | 59.9681 | 59.3741 | 59.815 | 55.8697 | 55.7933 | 59.9539 | 61.1069 | 61.2578 | 61.3899 | 61.3899 | 55.7933 | 61.1834 | 55.4858
2020-05-04 14:10 | 0.00 | 86.7948 | 85.5457 | 86.1918 | 86.5336 | 86.1629 | 86.2834 | 86.1535 | 86.1298 | 85.4265 | 86.2779 | 85.7979 | 86.1493 | 82.0332 | 81.9851 | 86.2661 | 87.0313 | 86.3096 | 86.4227 | 86.4227 | 81.9851 | 86.7622 | 81.8074
2020-05-04 14:11 | 0.00 | 100.2733 | 98.4866 | 99.5671 | 99.5114 | 99.5414 | 99.713 | 98.7364 | 99.5117 | 98.3771 | 99.6434 | 99.1934 | 99.5292 | 95.0528 | 95.0204 | 99.633 | 100.1705 | 99.3506 | 99.4525 | 99.4525 | 95.0204 | 100.0083 | 94.9163
2020-05-04 14:12 | 0.00 | 180.303 | 163.3562 | 172.0302 | 170.0196 | 172.0303 | 186.0578 | 166.9555 | 172.0295 | 162.8016 | 172.0245 | 170.4008 | 172.0301 | 150.42 | 150.5436 | 172.0258 | 170.9735 | 184.5615 | 184.539 | 184.539 | 150.5436 | 183.6361 | 151.2529
2020-05-04 14:13 | 0.00 | 167.5542 | 149.9738 | 159.7149 | 155.7684 | 159.7164 | 173.1095 | 151.3135 | 159.7171 | 149.5764 | 159.7047 | 158.471 | 159.7168 | 140.5291 | 140.7143 | 159.7067 | 158.9957 | 169.7984 | 169.768 | 169.768 | 140.7143 | 169.5303 | 141.7201
2020-05-04 14:14 | 0.00 | 113.0214 | 103.1492 | 109.6054 | 105.0631 | 109.5827 | 115.1011 | 100.6412 | 109.5564 | 103.1356 | 109.672 | 109.3449 | 109.5719 | 101.9796 | 102.1163 | 109.663 | 109.977 | 110.6864 | 110.7744 | 110.7744 | 102.1163 | 111.8505 | 102.8628
2020-05-04 14:15 | 0.00 | 161.1888 | 108.1165 | 142.5227 | 115.4718 | 142.5091 | 178.293 | 93.2221 | 142.4929 | 108.491 | 142.5606 | 142.5348 | 142.5025 | 116.6195 | 117.6023 | 142.5557 | 142.2047 | 153.8628 | 153.9031 | 153.9031 | 117.6023 | 156.7363 | 122.6318
2020-05-04 14:16 | 0.00 | 87.8867 | 60.5866 | 78.8044 | 62.8321 | 78.774 | 96.5656 | 51.835 | 78.7392 | 60.9497 | 78.8954 | 79.2797 | 78.7597 | 68.8449 | 69.3779 | 78.8829 | 79.7614 | 80.7233 | 80.8411 | 80.8411 | 69.3779 | 83.3475 | 72.1481
2020-05-04 14:17 | 0.00 | 7.0034 | 6.8063 | 6.9277 | 6.8064 | 6.8949 | 7.0362 | 6.7123 | 6.8576 | 6.8063 | 7.0273 | 6.8693 | 6.8795 | 6.7189 | 6.6879 | 7.0135 | 8.2941 | 6.4943 | 6.623 | 6.623 | 6.6879 | 6.6527 | 6.5956
2020-05-04 14:18 | 0.00 | 0 | 0 | 0 | 0 | 0 | 0 | 0 | 0 | 0 | 0 | 0 | 0 | 0 | 0 | 0 | 0 | 0 | 0 | 0 | 0 | 0 | 0
2020-05-04 14:19 | 0.00 | 0 | 0 | 0 | 0 | 0 | 0 | 0 | 0 | 0 | 0 | 0 | 0 | 0 | 0 | 0 | 0 | 0 | 0 | 0 | 0 | 0 | 0
2020-05-04 14:20 | 0.00 | 0 | 0 | 0 | 0 | 0 | 0 | 0 | 0 | 0 | 0 | 0 | 0 | 0 | 0 | 0 | 0 | 0 | 0 | 0 | 0 | 0 | 0
2020-05-04 14:21 | 0.00 | 0 | 0 | 0 | 0 | 0 | 0 | 0 | 0 | 0 | 0 | 0 | 0 | 0 | 0 | 0 | 0 | 0 | 0 | 0 | 0 | 0 | 0
2020-05-04 14:22 | 0.00 | 0 | 0 | 0 | 0 | 0 | 0 | 0 | 0 | 0 | 0 | 0 | 0 | 0 | 0 | 0 | 0 | 0 | 0 | 0 | 0 | 0 | 0
2020-05-04 14:23 | 0.00 | 0 | 0 | 0 | 0 | 0 | 0 | 0 | 0 | 0 | 0 | 0 | 0 | 0 | 0 | 0 | 0 | 0 | 0 | 0 | 0 | 0 | 0
2020-05-04 14:24 | 0.00 | 0 | 0 | 0 | 0 | 0 | 0 | 0 | 0 | 0 | 0 | 0 | 0 | 0 | 0 | 0 | 0 | 0 | 0 | 0 | 0 | 0 | 0
2020-05-04 14:25 | 0.00 | 0 | 0 | 0 | 0 | 0 | 0 | 0 | 0 | 0 | 0 | 0 | 0 | 0 | 0 | 0 | 0 | 0 | 0 | 0 | 0 | 0 | 0
2020-05-04 14:26 | 0.00 | 0 | 0 | 0 | 0 | 0 | 0 | 0 | 0 | 0 | 0 | 0 | 0 | 0 | 0 | 0 | 0 | 0 | 0 | 0 | 0 | 0 | 0
2020-05-04 14:27 | 0.00 | 0 | 0 | 0 | 0 | 0 | 0 | 0 | 0 | 0 | 0 | 0 | 0 | 0 | 0 | 0 | 0 | 0 | 0 | 0 | 0 | 0 | 0
2020-05-04 14:28 | 0.00 | 0 | 0 | 0 | 0 | 0 | 0 | 0 | 0 | 0 | 0 | 0 | 0 | 0 | 0 | 0 | 0 | 0 | 0 | 0 | 0 | 0 | 0
2020-05-04 14:29 | 0.00 | 0 | 0 | 0 | 0 | 0 | 0 | 0 | 0 | 0 | 0 | 0 | 0 | 0 | 0 | 0 | 0 | 0 | 0 | 0 | 0 | 0 | 0
2020-05-04 14:30 | 0.00 | 0 | 0 | 0 | 0 | 0 | 0 | 0 | 0 | 0 | 0 | 0 | 0 | 0 | 0 | 0 | 0 | 0 | 0 | 0 | 0 | 0 | 0
2020-05-04 14:31 | 0.00 | 25.974 | 27.2563 | 22.5713 | 32.9174 | 22.5328 | 28.8585 | 40.7895 | 22.4889 | 26.3612 | 22.688 | 20.4842 | 22.5147 | 12.9175 | 12.799 | 22.6718 | 24.1442 | 39.6228 | 39.766 | 39.766 | 12.799 | 34.7236 | 12.4268
2020-05-04 14:32 | 0.00 | 101.3262 | 98.0586 | 88.8643 | 114.803 | 88.8356 | 111.2426 | 132.8753 | 88.8027 | 95.529 | 88.9499 | 82.4866 | 88.8221 | 45.9317 | 45.2694 | 88.9381 | 89.6911 | 137.2404 | 137.2976 | 137.2976 | 45.2694 | 124.951 | 42.2452
2020-05-04 14:33 | 0.00 | 183.2402 | 168.1248 | 163.0237 | 191.8776 | 163.0182 | 199.0846 | 211.1487 | 163.0111 | 164.804 | 163.0358 | 154.5063 | 163.0154 | 95.8329 | 95.0409 | 163.0345 | 162.0864 | 227.9909 | 227.8939 | 227.8939 | 95.0409 | 212.9735 | 91.4164
2020-05-04 14:34 | 0.00 | 234.3952 | 207.4811 | 211.5476 | 231.2433 | 211.5647 | 252.2751 | 243.503 | 211.5826 | 204.4987 | 211.4883 | 203.8205 | 211.5722 | 141.8454 | 141.3821 | 211.4972 | 208.9212 | 272.6374 | 272.4336 | 272.4336 | 141.3821 | 260.0297 | 139.3793
2020-05-04 14:35 | 0.00 | 245.9972 | 211.8664 | 223.974 | 232.1334 | 223.9988 | 263.3878 | 235.8449 | 224.0254 | 209.6564 | 223.89 | 218.1167 | 224.01 | 163.3688 | 163.3023 | 223.9025 | 221.2318 | 272.8139 | 272.603 | 272.603 | 163.3023 | 264.1845 | 163.2251
2020-05-04 14:36 | 0.00 | 280.1607 | 232.5741 | 255.2235 | 252.4622 | 255.2666 | 300.3 | 247.5628 | 255.3135 | 230.8301 | 255.0816 | 250.3794 | 255.2862 | 194.6562 | 195.0028 | 255.1023 | 252.1561 | 299.8251 | 299.5443 | 299.5443 | 195.0028 | 293.7645 | 196.9549
2020-05-04 14:37 | 0.00 | 260.0492 | 204.3198 | 235.1095 | 221.1831 | 235.1402 | 280.8991 | 207.6843 | 235.1732 | 203.3059 | 235.0072 | 231.8852 | 235.154 | 182.7008 | 183.4031 | 235.0223 | 232.0379 | 269.9649 | 269.767 | 269.767 | 183.4031 | 267.1982 | 187.0968
2020-05-04 14:38 | 0.00 | 224.3838 | 160.5728 | 199.2562 | 174.3463 | 199.2669 | 246.383 | 152.3782 | 199.2779 | 160.2901 | 199.2169 | 197.5916 | 199.2716 | 155.14 | 156.1665 | 199.223 | 197.0857 | 225.1305 | 225.0409 | 225.0409 | 156.1665 | 225.4001 | 161.4554
2020-05-04 14:39 | 0.00 | 173.1351 | 105.0244 | 149.0364 | 114.6793 | 149.0251 | 195.4607 | 86.4022 | 149.0116 | 105.4836 | 149.0668 | 149.0172 | 149.0196 | 115.8505 | 117.1179 | 149.0629 | 148.539 | 164.8439 | 164.8671 | 164.8671 | 117.1179 | 168.0397 | 123.5923
2020-05-04 14:40 | 0.00 | 80.2696 | 35.5849 | 65.1269 | 39.1916 | 65.0943 | 95.4094 | 21.9722 | 65.0569 | 36.184 | 65.2251 | 65.9718 | 65.0789 | 49.955 | 50.8486 | 65.2116 | 66.2557 | 70.0247 | 70.149 | 70.149 | 50.8486 | 73.5988 | 55.4584
2020-05-04 14:41 | 0.00 | 8.7505 | 8.2182 | 8.4175 | 8.2188 | 8.3847 | 9.1776 | 8.1085 | 8.3475 | 8.2185 | 8.5169 | 8.3965 | 8.3694 | 8.1323 | 8.1143 | 8.5031 | 9.849 | 7.9068 | 8.0353 | 8.0353 | 8.1143 | 8.1595 | 8.1046
2020-05-04 14:42 | 0.00 | 0 | 0 | 0 | 0 | 0 | 0 | 0 | 0 | 0 | 0 | 0 | 0 | 0 | 0 | 0 | 0 | 0 | 0 | 0 | 0 | 0 | 0
2020-05-04 14:43 | 0.00 | 0 | 0 | 0 | 0 | 0 | 0 | 0 | 0 | 0 | 0 | 0 | 0 | 0 | 0 | 0 | 0 | 0 | 0 | 0 | 0 | 0 | 0
2020-05-04 14:44 | 0.00 | 0 | 0 | 0 | 0 | 0 | 0 | 0 | 0 | 0 | 0 | 0 | 0 | 0 | 0 | 0 | 0 | 0 | 0 | 0 | 0 | 0 | 0
2020-05-04 14:45 | 0.00 | 0 | 0 | 0 | 0 | 0 | 0 | 0 | 0 | 0 | 0 | 0 | 0 | 0 | 0 | 0 | 0 | 0 | 0 | 0 | 0 | 0 | 0
2020-05-04 14:46 | 0.00 | 0 | 0 | 0 | 0 | 0 | 0 | 0 | 0 | 0 | 0 | 0 | 0 | 0 | 0 | 0 | 0 | 0 | 0 | 0 | 0 | 0 | 0
2020-05-04 14:47 | 0.00 | 0 | 0 | 0 | 0 | 0 | 0 | 0 | 0 | 0 | 0 | 0 | 0 | 0 | 0 | 0 | 0 | 0 | 0 | 0 | 0 | 0 | 0
2020-05-04 14:48 | 0.00 | 0 | 0 | 0 | 0 | 0 | 0 | 0 | 0 | 0 | 0 | 0 | 0 | 0 | 0 | 0 | 0 | 0 | 0 | 0 | 0 | 0 | 0
2020-05-04 14:49 | 0.00 | 0 | 0 | 0 | 0 | 0 | 0 | 0 | 0 | 0 | 0 | 0 | 0 | 0 | 0 | 0 | 0 | 0 | 0 | 0 | 0 | 0 | 0
2020-05-04 14:50 | 0.00 | 0 | 0 | 0 | 0 | 0 | 0 | 0 | 0 | 0 | 0 | 0 | 0 | 0 | 0 | 0 | 0 | 0 | 0 | 0 | 0 | 0 | 0
2020-05-04 14:51 | 0.00 | 0 | 0 | 0 | 0 | 0 | 0 | 0 | 0 | 0 | 0 | 0 | 0 | 0 | 0 | 0 | 0 | 0 | 0 | 0 | 0 | 0 | 0
2020-05-04 14:52 | 0.00 | 0 | 0 | 0 | 0 | 0 | 0 | 0 | 0 | 0 | 0 | 0 | 0 | 0 | 0 | 0 | 0 | 0 | 0 | 0 | 0 | 0 | 0
2020-05-04 14:53 | 0.00 | 0 | 0 | 0 | 0 | 0 | 0 | 0 | 0 | 0 | 0 | 0 | 0 | 0 | 0 | 0 | 0 | 0 | 0 | 0 | 0 | 0 | 0
2020-05-04 14:54 | 0.00 | 0 | 0 | 0 | 0 | 0 | 0 | 0 | 0 | 0 | 0 | 0 | 0 | 0 | 0 | 0 | 0 | 0 | 0 | 0 | 0 | 0 | 0
2020-05-04 14:55 | 0.00 | 31.1408 | 33.7396 | 24.2001 | 45.0956 | 24.1618 | 37.2448 | 60.9886 | 24.1183 | 31.9386 | 24.3161 | 20.0866 | 24.1439 | 5.1198 | 4.9121 | 24.3 | 25.7561 | 59.1293 | 59.2593 | 59.2593 | 4.9121 | 49.1146 | 4.1581
2020-05-04 14:56 | 0.00 | 109.7303 | 106.2807 | 93.467 | 128.2346 | 93.4392 | 122.8582 | 152.458 | 93.4073 | 102.9328 | 93.5496 | 85.0537 | 93.4261 | 37.6745 | 36.8144 | 93.5383 | 94.2235 | 157.57 | 157.6026 | 157.6026 | 36.8144 | 141.1998 | 32.8865
2020-05-04 14:57 | 0.00 | 180.5367 | 165.9861 | 160.6554 | 189.417 | 160.6487 | 196.025 | 208.5191 | 160.6402 | 162.6887 | 160.6715 | 152.1833 | 160.6453 | 93.64 | 92.8334 | 160.6697 | 159.8134 | 224.5517 | 224.4639 | 224.4639 | 92.8334 | 209.8395 | 89.1374
2020-05-04 14:58 | 0.00 | 230.1297 | 204.5369 | 208.3563 | 227.2597 | 208.3716 | 247.0341 | 238.9663 | 208.3877 | 201.6746 | 208.3023 | 200.9409 | 208.3784 | 141.1577 | 140.7045 | 208.3105 | 205.8392 | 266.4086 | 266.2211 | 266.2211 | 140.7045 | 254.4958 | 138.7433
2020-05-04 14:59 | 0.00 | 159.1706 | 141.1321 | 148.2528 | 151.0499 | 148.2479 | 167.3986 | 151.6958 | 148.2415 | 140.0919 | 148.263 | 145.428 | 148.2454 | 117.9594 | 117.948 | 148.262 | 147.4958 | 170.7278 | 170.7015 | 170.7015 | 117.948 | 167.1606 | 118.0423
2020-05-04 15:00 | 0.00 | 240.21 | 205.3908 | 222.0956 | 219.9733 | 222.122 | 254.4355 | 216.0833 | 222.1503 | 204.1093 | 222.0068 | 218.5182 | 222.1339 | 177.1155 | 177.3617 | 222.02 | 219.8919 | 253.8541 | 253.6772 | 253.6772 | 177.3617 | 249.7945 | 178.7604
2020-05-04 15:01 | 0.00 | 173.0777 | 149.5599 | 162.6163 | 156.9085 | 162.6131 | 181.098 | 150.9339 | 162.6085 | 149.0912 | 162.6211 | 161.0989 | 162.6113 | 138.8102 | 139.0724 | 162.6209 | 161.6157 | 176.2822 | 176.2697 | 176.2697 | 139.0724 | 175.6766 | 140.4884
2020-05-04 15:02 | 0.00 | 94.702 | 94.1521 | 94.9406 | 94.2715 | 94.9126 | 93.3258 | 93.097 | 94.8804 | 94.1488 | 95.024 | 94.8404 | 94.8993 | 92.9379 | 92.9141 | 95.0125 | 95.7145 | 92.267 | 92.3804 | 92.3804 | 92.9141 | 93.4436 | 92.8448
2020-05-04 15:03 | 0.00 | 96.7973 | 84.7039 | 92.9655 | 86.109 | 92.9375 | 99.6269 | 80.2011 | 92.9053 | 84.8254 | 93.0491 | 92.9906 | 92.9242 | 86.6419 | 86.8463 | 93.0377 | 93.7441 | 92.9241 | 93.0347 | 93.0347 | 86.8463 | 94.5498 | 87.9357
2020-05-04 15:04 | 0.00 | 55.8493 | 40.0914 | 50.6385 | 41.3443 | 50.6033 | 60.7794 | 35.0193 | 50.5632 | 40.3034 | 50.7447 | 50.8885 | 50.5868 | 44.839 | 45.1285 | 50.73 | 51.9585 | 51.3182 | 51.4557 | 51.4557 | 45.1285 | 52.9742 | 46.6681
2020-05-04 15:05 | 0.00 | 8.3572 | 7.0191 | 7.7862 | 7.0392 | 7.7534 | 9.0048 | 6.8801 | 7.7161 | 7.0291 | 7.8857 | 7.7907 | 7.738 | 7.3365 | 7.3364 | 7.8718 | 9.1929 | 7.3426 | 7.4711 | 7.4711 | 7.3364 | 7.6566 | 7.4115
2020-05-04 15:06 | 0.00 | 0 | 0 | 0 | 0 | 0 | 0 | 0 | 0 | 0 | 0 | 0 | 0 | 0 | 0 | 0 | 0 | 0 | 0 | 0 | 0 | 0 | 0
2020-05-04 15:07 | 0.00 | 0 | 0 | 0 | 0 | 0 | 0 | 0 | 0 | 0 | 0 | 0 | 0 | 0 | 0 | 0 | 0 | 0 | 0 | 0 | 0 | 0 | 0
2020-05-04 15:08 | 0.00 | 0 | 0 | 0 | 0 | 0 | 0 | 0 | 0 | 0 | 0 | 0 | 0 | 0 | 0 | 0 | 0 | 0 | 0 | 0 | 0 | 0 | 0
2020-05-04 15:09 | 0.00 | 0 | 0 | 0 | 0 | 0 | 0 | 0 | 0 | 0 | 0 | 0 | 0 | 0 | 0 | 0 | 0 | 0 | 0 | 0 | 0 | 0 | 0
2020-05-04 15:10 | 0.00 | 0 | 0 | 0 | 0 | 0 | 0 | 0 | 0 | 0 | 0 | 0 | 0 | 0 | 0 | 0 | 0 | 0 | 0 | 0 | 0 | 0 | 0
2020-05-04 15:11 | 0.00 | 0 | 0 | 0 | 0 | 0 | 0 | 0 | 0 | 0 | 0 | 0 | 0 | 0 | 0 | 0 | 0 | 0 | 0 | 0 | 0 | 0 | 0
2020-05-04 15:12 | 0.00 | 0 | 0 | 0 | 0 | 0 | 0 | 0 | 0 | 0 | 0 | 0 | 0 | 0 | 0 | 0 | 0 | 0 | 0 | 0 | 0 | 0 | 0
2020-05-04 15:13 | 0.00 | 0 | 0 | 0 | 0 | 0 | 0 | 0 | 0 | 0 | 0 | 0 | 0 | 0 | 0 | 0 | 0 | 0 | 0 | 0 | 0 | 0 | 0
2020-05-04 15:14 | 0.00 | 0 | 0 | 0 | 0 | 0 | 0 | 0 | 0 | 0 | 0 | 0 | 0 | 0 | 0 | 0 | 0 | 0 | 0 | 0 | 0 | 0 | 0
2020-05-04 15:15 | 0.00 | 0 | 0 | 0 | 0 | 0 | 0 | 0 | 0 | 0 | 0 | 0 | 0 | 0 | 0 | 0 | 0 | 0 | 0 | 0 | 0 | 0 | 0
2020-05-04 15:16 | 0.00 | 0 | 0 | 0 | 0 | 0 | 0 | 0 | 0 | 0 | 0 | 0 | 0 | 0 | 0 | 0 | 0 | 0 | 0 | 0 | 0 | 0 | 0
2020-05-04 15:17 | 0.00 | 0 | 0 | 0 | 0 | 0 | 0 | 0 | 0 | 0 | 0 | 0 | 0 | 0 | 0 | 0 | 0 | 0 | 0 | 0 | 0 | 0 | 0
2020-05-04 15:18 | 0.00 | 0 | 0 | 0 | 0 | 0 | 0 | 0 | 0 | 0 | 0 | 0 | 0 | 0 | 0 | 0 | 0.13332 | 0 | 0 | 0 | 0 | 0 | 0
2020-05-04 15:19 | 0.00 | 25.5609 | 27.8736 | 21.0597 | 35.6291 | 21.021 | 29.4876 | 46.8564 | 20.977 | 26.635 | 21.177 | 18.2687 | 21.0029 | 9.0181 | 8.8972 | 21.1608 | 22.6475 | 44.8149 | 44.9548 | 44.9548 | 8.8972 | 37.8742 | 8.5271
2020-05-04 15:20 | 0.00 | 98.3106 | 95.0412 | 86.6245 | 110.609 | 86.5969 | 107.46 | 127.0584 | 86.5651 | 92.6822 | 86.7068 | 80.6231 | 86.5838 | 45.2382 | 44.5831 | 86.6956 | 87.3725 | 131.1949 | 131.2432 | 131.2432 | 44.5831 | 120.0398 | 41.5754
2020-05-04 15:21 | 0.00 | 177.9921 | 163.7472 | 158.3068 | 187.0206 | 158.2992 | 193.301 | 206.0956 | 158.2897 | 160.4669 | 158.3258 | 149.8786 | 158.2954 | 91.7526 | 90.9451 | 158.3235 | 157.5334 | 221.7906 | 221.7085 | 221.7085 | 90.9451 | 207.1496 | 87.2426
2020-05-04 15:22 | 0.00 | 226.9075 | 201.7873 | 205.4544 | 224.2261 | 205.4682 | 243.5264 | 235.8468 | 205.4826 | 198.9555 | 205.4052 | 198.1167 | 205.4744 | 138.9979 | 138.544 | 205.4127 | 203.0466 | 262.7265 | 262.5485 | 262.5485 | 138.544 | 250.9722 | 136.5777
2020-05-04 15:23 | 0.00 | 232.3484 | 202.6227 | 213.0873 | 220.5455 | 213.1062 | 247.2917 | 223.8999 | 213.1262 | 200.6518 | 213.0222 | 207.8671 | 213.1147 | 158.9861 | 158.9109 | 213.032 | 210.5188 | 255.7178 | 255.5489 | 255.5489 | 158.9109 | 248.2712 | 158.7661
2020-05-04 15:24 | 0.00 | 204.5524 | 181.6862 | 192.8577 | 191.1457 | 192.8654 | 213.2636 | 188.0268 | 192.873 | 180.863 | 192.828 | 190.5013 | 192.8687 | 163.0726 | 163.2245 | 192.8327 | 190.9175 | 212.364 | 212.301 | 212.301 | 163.2245 | 210.2551 | 164.101
2020-05-04 15:25 | 0.00 | 197.4332 | 158.7145 | 180.6097 | 169.8764 | 180.616 | 211.2625 | 159.5276 | 180.622 | 158.0997 | 180.5845 | 178.5477 | 180.6186 | 145.3522 | 145.853 | 180.5885 | 178.9081 | 202.5153 | 202.4477 | 202.4477 | 145.853 | 201.275 | 148.4973
2020-05-04 15:26 | 0.00 | 125.5387 | 108.1789 | 118.745 | 112.3348 | 118.7273 | 130.6612 | 106.2017 | 118.7068 | 108.0366 | 118.7955 | 118.08 | 118.7189 | 104.5238 | 104.762 | 118.7887 | 118.7634 | 124.9148 | 124.9718 | 124.9718 | 104.762 | 125.4972 | 106.0374
2020-05-04 15:27 | 0.00 | 45.9633 | 45.3329 | 45.9633 | 45.4201 | 45.9269 | 45.4091 | 44.6721 | 45.8854 | 45.3366 | 46.0734 | 45.8728 | 45.9098 | 44.8372 | 44.8076 | 46.0581 | 47.3766 | 44.5446 | 44.6883 | 44.6883 | 44.8076 | 45.1719 | 44.7245
2020-05-04 15:28 | 0.00 | 29.8317 | 29.4361 | 29.8501 | 29.4625 | 29.8119 | 29.4572 | 28.9815 | 29.7684 | 29.4415 | 29.9659 | 29.7693 | 29.794 | 29.163 | 29.1281 | 29.9498 | 31.4002 | 28.7499 | 28.9 | 28.9 | 29.1281 | 29.1963 | 29.0217
2020-05-04 15:29 | 0.00 | 5.0907 | 4.9742 | 5.0398 | 4.9742 | 5.0069 | 5.1216 | 4.8997 | 4.9695 | 4.9742 | 5.1395 | 4.9782 | 4.9915 | 4.8835 | 4.8503 | 5.1256 | 6.4101 | 4.6538 | 4.7827 | 4.7827 | 4.8503 | 4.7786 | 4.748
2020-05-04 15:30 | 0.00 | 0 | 0 | 0 | 0 | 0 | 0 | 0 | 0 | 0 | 0 | 0 | 0 | 0 | 0 | 0 | 0 | 0 | 0 | 0 | 0 | 0 | 0
2020-05-04 15:31 | 0.00 | 0 | 0 | 0 | 0 | 0 | 0 | 0 | 0 | 0 | 0 | 0 | 0 | 0 | 0 | 0 | 0 | 0 | 0 | 0 | 0 | 0 | 0
2020-05-04 15:32 | 0.00 | 0 | 0 | 0 | 0 | 0 | 0 | 0 | 0 | 0 | 0 | 0 | 0 | 0 | 0 | 0 | 0 | 0 | 0 | 0 | 0 | 0 | 0
2020-05-04 15:33 | 0.00 | 0 | 0 | 0 | 0 | 0 | 0 | 0 | 0 | 0 | 0 | 0 | 0 | 0 | 0 | 0 | 0 | 0 | 0 | 0 | 0 | 0 | 0
2020-05-04 15:34 | 0.00 | 0 | 0 | 0 | 0 | 0 | 0 | 0 | 0 | 0 | 0 | 0 | 0 | 0 | 0 | 0 | 0 | 0 | 0 | 0 | 0 | 0 | 0
2020-05-04 15:35 | 0.00 | 0 | 0 | 0 | 0 | 0 | 0 | 0 | 0 | 0 | 0 | 0 | 0 | 0 | 0 | 0 | 0 | 0 | 0 | 0 | 0 | 0 | 0
2020-05-04 15:36 | 0.00 | 0 | 0 | 0 | 0 | 0 | 0 | 0 | 0 | 0 | 0 | 0 | 0 | 0 | 0 | 0 | 0 | 0 | 0 | 0 | 0 | 0 | 0
2020-05-04 15:37 | 0.00 | 0 | 0 | 0 | 0 | 0 | 0 | 0 | 0 | 0 | 0 | 0 | 0 | 0 | 0 | 0 | 0 | 0 | 0 | 0 | 0 | 0 | 0
2020-05-04 15:38 | 0.00 | 0 | 0 | 0 | 0 | 0 | 0 | 0 | 0 | 0 | 0 | 0 | 0 | 0 | 0 | 0 | 0 | 0 | 0 | 0 | 0 | 0 | 0
2020-05-04 15:39 | 0.00 | 0 | 0 | 0 | 0 | 0 | 0 | 0 | 0 | 0 | 0 | 0 | 0 | 0 | 0 | 0 | 0 | 0 | 0 | 0 | 0 | 0 | 0
2020-05-04 15:40 | 0.00 | 0 | 0 | 0 | 0 | 0 | 0 | 0 | 0 | 0 | 0 | 0 | 0 | 0 | 0 | 0 | 0 | 0 | 0 | 0 | 0 | 0 | 0
2020-05-04 15:41 | 0.00 | 0 | 0 | 0 | 0 | 0 | 0 | 0 | 0 | 0 | 0 | 0 | 0 | 0 | 0 | 0 | 0 | 0 | 0 | 0 | 0 | 0 | 0
2020-05-04 15:42 | 0.00 | 0 | 0 | 0 | 0 | 0 | 0 | 0 | 0 | 0 | 0 | 0 | 0 | 0 | 0 | 0 | 0.030534 | 0 | 0 | 0 | 0 | 0 | 0
2020-05-04 15:43 | 0.00 | 21.2036 | 22.242 | 19.4956 | 25.3704 | 19.4568 | 22.5546 | 29.8826 | 19.4127 | 21.7411 | 19.6131 | 18.3304 | 19.4386 | 14.6114 | 14.5422 | 19.5968 | 21.089 | 28.6153 | 28.7644 | 28.7644 | 14.5422 | 25.9342 | 14.3153
2020-05-04 15:44 | 0.00 | 111.4513 | 108.4561 | 97.4181 | 127.4639 | 97.3913 | 122.4807 | 148.1476 | 97.3606 | 105.5502 | 97.4975 | 90.0655 | 97.3787 | 47.6099 | 46.8152 | 97.4866 | 98.0963 | 152.2947 | 152.328 | 152.328 | 46.8152 | 138.4206 | 43.162
2020-05-04 15:45 | 0.00 | 166.2427 | 155.704 | 150.7236 | 174.482 | 150.713 | 178.0003 | 190.1937 | 150.7002 | 153.0363 | 150.7519 | 143.8694 | 150.7078 | 97.1358 | 96.4605 | 150.7483 | 150.1748 | 201.609 | 201.5641 | 201.5641 | 96.4605 | 189.8436 | 93.359
2020-05-04 15:46 | 0.00 | 162.8465 | 159.1656 | 160.3942 | 162.3364 | 160.3874 | 163.1713 | 162.6087 | 160.3789 | 158.7749 | 160.4104 | 159.3289 | 160.384 | 149.2472 | 149.1806 | 160.4085 | 159.5547 | 164.9471 | 164.9698 | 164.9698 | 149.1806 | 164.7619 | 148.8992
2020-05-04 15:47 | 0.00 | 181.0479 | 172.9905 | 176.2504 | 177.9758 | 176.2511 | 183.3826 | 177.8811 | 176.2509 | 172.4405 | 176.2428 | 174.7486 | 176.2511 | 159.6854 | 159.6531 | 176.2444 | 174.8412 | 185.1602 | 185.1443 | 185.1443 | 159.6531 | 184.3247 | 159.557
2020-05-04 15:48 | 0.00 | 112.0352 | 111.7672 | 112.4376 | 111.871 | 112.4142 | 110.3021 | 110.6723 | 112.3872 | 111.7583 | 112.5063 | 112.3341 | 112.4032 | 110.2405 | 110.2153 | 112.497 | 112.8593 | 109.3237 | 109.4203 | 109.4203 | 110.2153 | 110.6636 | 110.1303
2020-05-04 15:49 | 0.00 | 112.9897 | 112.173 | 113.1492 | 112.4165 | 113.1271 | 111.4909 | 111.0782 | 113.1015 | 112.1579 | 113.2138 | 113.0253 | 113.1166 | 110.5401 | 110.5238 | 113.2051 | 113.4733 | 110.3792 | 110.4706 | 110.4706 | 110.5238 | 111.6845 | 110.4825
2020-05-04 15:50 | 0.00 | 135.5758 | 120.7979 | 130.3927 | 123.6016 | 130.3771 | 139.136 | 117.17 | 130.3586 | 120.7911 | 130.4371 | 130.0839 | 130.3695 | 119.7481 | 119.9796 | 130.4312 | 130.2297 | 132.8266 | 132.8846 | 132.8846 | 119.9796 | 134.2029 | 121.1983
2020-05-04 15:51 | 0.00 | 116.1168 | 91.8242 | 107.687 | 95.3623 | 107.6636 | 123.3083 | 84.7989 | 107.6365 | 91.9705 | 107.7559 | 107.5835 | 107.6525 | 94.6029 | 95.0266 | 107.7466 | 108.1138 | 111.8699 | 111.9577 | 111.9577 | 95.0266 | 113.6516 | 97.2285
2020-05-04 15:52 | 0.00 | 63.7185 | 31.9675 | 53.1964 | 34.1923 | 53.1615 | 74.1949 | 21.9221 | 53.1218 | 32.4359 | 53.3016 | 53.902 | 53.1451 | 43.0611 | 43.7005 | 53.2871 | 54.4937 | 55.2824 | 55.4178 | 55.4178 | 43.7005 | 58.2492 | 47.016
2020-05-04 15:53 | 0.00 | 20.1072 | 3.4526 | 12.8526 | 3.6033 | 12.8201 | 29.0355 | 3.0922 | 12.7831 | 3.548 | 12.9512 | 13.7709 | 12.8048 | 9.5117 | 9.9427 | 12.9375 | 14.2102 | 12.0145 | 12.1421 | 12.1421 | 9.9427 | 14.5098 | 12.3363
2020-05-04 15:54 | 0.00 | 0 | 0 | 0 | 0 | 0 | 0 | 0 | 0 | 0 | 0 | 0 | 0 | 0 | 0 | 0 | 0 | 0 | 0 | 0 | 0 | 0 | 0
2020-05-04 15:55 | 0.00 | 0 | 0 | 0 | 0 | 0 | 0 | 0 | 0 | 0 | 0 | 0 | 0 | 0 | 0 | 0 | 0 | 0 | 0 | 0 | 0 | 0 | 0
2020-05-04 15:56 | 0.00 | 0 | 0 | 0 | 0 | 0 | 0 | 0 | 0 | 0 | 0 | 0 | 0 | 0 | 0 | 0 | 0 | 0 | 0 | 0 | 0 | 0 | 0
2020-05-04 15:57 | 0.00 | 0 | 0 | 0 | 0 | 0 | 0 | 0 | 0 | 0 | 0 | 0 | 0 | 0 | 0 | 0 | 0 | 0 | 0 | 0 | 0 | 0 | 0
2020-05-04 15:58 | 0.00 | 0 | 0 | 0 | 0 | 0 | 0 | 0 | 0 | 0 | 0 | 0 | 0 | 0 | 0 | 0 | 0 | 0 | 0 | 0 | 0 | 0 | 0
2020-05-04 15:59 | 0.00 | 0 | 0 | 0 | 0 | 0 | 0 | 0 | 0 | 0 | 0 | 0 | 0 | 0 | 0 | 0 | 0 | 0 | 0 | 0 | 0 | 0 | 0
2020-05-04 16:00 | 0.00 | 0 | 0 | 0 | 0 | 0 | 0 | 0 | 0 | 0 | 0 | 0 | 0 | 0 | 0 | 0 | 0 | 0 | 0 | 0 | 0 | 0 | 0
2020-05-04 16:01 | 0.00 | 0 | 0 | 0 | 0 | 0 | 0 | 0 | 0 | 0 | 0 | 0 | 0 | 0 | 0 | 0 | 0 | 0 | 0 | 0 | 0 | 0 | 0
2020-05-04 16:02 | 0.00 | 0 | 0 | 0 | 0 | 0 | 0 | 0 | 0 | 0 | 0 | 0 | 0 | 0 | 0 | 0 | 0 | 0 | 0 | 0 | 0 | 0 | 0
2020-05-04 16:03 | 0.00 | 0 | 0 | 0 | 0 | 0 | 0 | 0 | 0 | 0 | 0 | 0 | 0 | 0 | 0 | 0 | 0 | 0 | 0 | 0 | 0 | 0 | 0
2020-05-04 16:04 | 0.00 | 0 | 0 | 0 | 0 | 0 | 0 | 0 | 0 | 0 | 0 | 0 | 0 | 0 | 0 | 0 | 0 | 0 | 0 | 0 | 0 | 0 | 0
2020-05-04 16:05 | 0.00 | 0 | 0 | 0 | 0 | 0 | 0 | 0 | 0 | 0 | 0 | 0 | 0 | 0 | 0 | 0 | 0 | 0 | 0 | 0 | 0 | 0 | 0
2020-05-04 16:06 | 0.00 | 0 | 0 | 0 | 0 | 0 | 0 | 0 | 0 | 0 | 0 | 0 | 0 | 0 | 0 | 0 | 0.10256 | 0 | 0 | 0 | 0 | 0 | 0
2020-05-04 16:07 | 0.00 | 26.887 | 28.6311 | 22.4358 | 35.8887 | 22.3974 | 30.6122 | 45.8846 | 22.3537 | 27.4691 | 22.5522 | 19.671 | 22.3794 | 8.4135 | 8.2023 | 22.536 | 24.001 | 44.4048 | 44.5427 | 44.5427 | 8.2023 | 38.192 | 7.3746
2020-05-04 16:08 | 0.00 | 69.1522 | 69.2539 | 63.8747 | 77.1339 | 63.8405 | 72.9886 | 86.318 | 63.8015 | 68.0236 | 63.9776 | 60.7763 | 63.8244 | 44.3697 | 44.0343 | 63.9633 | 65.1169 | 86.1806 | 86.2965 | 86.2965 | 44.0343 | 80.3982 | 42.5395
2020-05-04 16:09 | 0.00 | 74.344 | 74.2616 | 74.627 | 74.3525 | 74.5948 | 73.1618 | 73.6231 | 74.5581 | 74.2493 | 74.7235 | 74.5078 | 74.5797 | 73.0778 | 73.0389 | 74.7102 | 75.7165 | 72.5032 | 72.6315 | 72.6315 | 73.0389 | 73.3907 | 72.9013
2020-05-04 16:10 | 0.00 | 133.5232 | 132.2683 | 133.0039 | 133.4366 | 132.9874 | 132.3911 | 132.8241 | 132.9681 | 132.1213 | 133.0507 | 132.5572 | 132.9795 | 127.67 | 127.6267 | 133.0445 | 132.9005 | 132.492 | 132.5592 | 132.5592 | 127.6267 | 133.3136 | 127.4524
2020-05-04 16:11 | 0.00 | 193.9249 | 176.2708 | 182.8336 | 186.7311 | 182.8371 | 201.8962 | 187.9335 | 182.8399 | 175.1359 | 182.8175 | 179.7744 | 182.8384 | 150.7573 | 150.7142 | 182.8203 | 181.2301 | 206.317 | 206.2616 | 206.2616 | 150.7142 | 202.5972 | 150.6387
2020-05-04 16:12 | 0.00 | 219.7691 | 198.1164 | 208.7328 | 207.2726 | 208.7508 | 227.5845 | 204.2506 | 208.7698 | 197.305 | 208.6705 | 206.4476 | 208.7588 | 179.4133 | 179.5588 | 208.6799 | 206.615 | 226.8996 | 226.7901 | 226.7901 | 179.5588 | 225.1173 | 180.3859
2020-05-04 16:13 | 0.00 | 227.0106 | 185.487 | 208.947 | 197.5282 | 208.9634 | 241.6772 | 186.3814 | 208.9807 | 184.814 | 208.8896 | 206.7106 | 208.9707 | 170.6451 | 171.1838 | 208.8983 | 206.6591 | 232.3352 | 232.2253 | 232.2253 | 171.1838 | 231.1346 | 174.0125
2020-05-04 16:14 | 0.00 | 230.566 | 166.2988 | 205.7146 | 179.8234 | 205.7286 | 252.0683 | 156.8279 | 205.743 | 166.0785 | 205.6652 | 204.1962 | 205.7347 | 161.9642 | 163.0265 | 205.6727 | 203.3001 | 230.0813 | 229.9814 | 229.9814 | 163.0265 | 230.845 | 168.4824
2020-05-04 16:15 | 0.00 | 165.3854 | 103.9276 | 144.0316 | 112.2809 | 144.0188 | 184.9615 | 85.9314 | 144.0036 | 104.403 | 144.0667 | 144.143 | 144.0126 | 114.6813 | 115.8406 | 144.0622 | 143.6485 | 156.5663 | 156.6007 | 156.6007 | 115.8406 | 159.9965 | 121.7564
2020-05-04 16:16 | 0.00 | 89.8822 | 39.6368 | 73.2467 | 43.1289 | 73.2151 | 106.5492 | 23.9327 | 73.179 | 40.3838 | 73.3414 | 74.4442 | 73.2002 | 57.5394 | 58.5843 | 73.3283 | 74.2927 | 76.7562 | 76.8775 | 76.8775 | 58.5843 | 81.3652 | 63.9533
2020-05-04 16:17 | 0.00 | 18.9544 | 3.3494 | 11.9807 | 3.4599 | 11.9481 | 27.6748 | 3.0794 | 11.911 | 3.431 | 12.0795 | 12.9056 | 11.9328 | 9.0116 | 9.4306 | 12.0658 | 13.3577 | 10.8754 | 11.0033 | 11.0033 | 9.4306 | 13.3391 | 11.7728
2020-05-04 16:18 | 0.00 | 0 | 0 | 0 | 0 | 0 | 0 | 0 | 0 | 0 | 0 | 0 | 0 | 0 | 0 | 0 | 0 | 0 | 0 | 0 | 0 | 0 | 0
2020-05-04 16:19 | 0.00 | 0 | 0 | 0 | 0 | 0 | 0 | 0 | 0 | 0 | 0 | 0 | 0 | 0 | 0 | 0 | 0 | 0 | 0 | 0 | 0 | 0 | 0
2020-05-04 16:20 | 0.00 | 0 | 0 | 0 | 0 | 0 | 0 | 0 | 0 | 0 | 0 | 0 | 0 | 0 | 0 | 0 | 0 | 0 | 0 | 0 | 0 | 0 | 0
2020-05-04 16:21 | 0.00 | 0 | 0 | 0 | 0 | 0 | 0 | 0 | 0 | 0 | 0 | 0 | 0 | 0 | 0 | 0 | 0 | 0 | 0 | 0 | 0 | 0 | 0
2020-05-04 16:22 | 0.00 | 0 | 0 | 0 | 0 | 0 | 0 | 0 | 0 | 0 | 0 | 0 | 0 | 0 | 0 | 0 | 0 | 0 | 0 | 0 | 0 | 0 | 0
2020-05-04 16:23 | 0.00 | 0 | 0 | 0 | 0 | 0 | 0 | 0 | 0 | 0 | 0 | 0 | 0 | 0 | 0 | 0 | 0 | 0 | 0 | 0 | 0 | 0 | 0
2020-05-04 16:24 | 0.00 | 0 | 0 | 0 | 0 | 0 | 0 | 0 | 0 | 0 | 0 | 0 | 0 | 0 | 0 | 0 | 0 | 0 | 0 | 0 | 0 | 0 | 0
2020-05-04 16:25 | 0.00 | 0 | 0 | 0 | 0 | 0 | 0 | 0 | 0 | 0 | 0 | 0 | 0 | 0 | 0 | 0 | 0 | 0 | 0 | 0 | 0 | 0 | 0
2020-05-04 16:26 | 0.00 | 0 | 0 | 0 | 0 | 0 | 0 | 0 | 0 | 0 | 0 | 0 | 0 | 0 | 0 | 0 | 0 | 0 | 0 | 0 | 0 | 0 | 0
2020-05-04 16:27 | 0.00 | 0 | 0 | 0 | 0 | 0 | 0 | 0 | 0 | 0 | 0 | 0 | 0 | 0 | 0 | 0 | 0 | 0 | 0 | 0 | 0 | 0 | 0
2020-05-04 16:28 | 0.00 | 0 | 0 | 0 | 0 | 0 | 0 | 0 | 0 | 0 | 0 | 0 | 0 | 0 | 0 | 0 | 0 | 0 | 0 | 0 | 0 | 0 | 0
2020-05-04 16:29 | 0.00 | 0 | 0 | 0 | 0 | 0 | 0 | 0 | 0 | 0 | 0 | 0 | 0 | 0 | 0 | 0 | 0 | 0 | 0 | 0 | 0 | 0 | 0
2020-05-04 16:30 | 0.00 | 0 | 0 | 0 | 0 | 0 | 0 | 0 | 0 | 0 | 0 | 0 | 0 | 0 | 0 | 0 | 0.19689 | 0 | 0 | 0 | 0 | 0 | 0
2020-05-04 16:31 | 0.00 | 34.9883 | 38.7141 | 27.8974 | 50.7792 | 27.8594 | 41.0572 | 68.1102 | 27.8161 | 36.7694 | 28.0126 | 23.4608 | 27.8415 | 6.9117 | 6.6567 | 27.9966 | 29.4343 | 64.9378 | 65.0652 | 65.0652 | 6.6567 | 54.2495 | 5.6504
2020-05-04 16:32 | 0.00 | 112.2829 | 110.2405 | 96.8778 | 131.5763 | 96.8507 | 124.4338 | 155.6294 | 96.8196 | 106.9472 | 96.9583 | 88.5972 | 96.8379 | 41.9259 | 41.034 | 96.9473 | 97.5817 | 159.0109 | 159.0426 | 159.0426 | 41.034 | 143.0825 | 36.9368
2020-05-04 16:33 | 0.00 | 166.0049 | 155.3663 | 150.0531 | 174.721 | 150.0439 | 178.0576 | 191.0081 | 150.0327 | 152.6057 | 150.0767 | 142.9599 | 150.0394 | 94.4419 | 93.7312 | 150.0738 | 149.3936 | 202.4987 | 202.4408 | 202.4408 | 93.7312 | 190.3746 | 90.4614
2020-05-04 16:34 | 0.00 | 222.5644 | 199.5902 | 202.9779 | 220.2203 | 202.9915 | 237.4896 | 230.771 | 203.0055 | 196.9863 | 202.9297 | 196.23 | 202.9975 | 141.6806 | 141.2621 | 202.937 | 200.6324 | 255.1648 | 255 | 255 | 141.2621 | 244.5353 | 139.4458
2020-05-04 16:35 | 0.00 | 259.5974 | 225.8942 | 238.0279 | 245.9037 | 238.0601 | 276.2583 | 249.2632 | 238.0949 | 223.7097 | 237.9205 | 232.2604 | 238.0747 | 177.4295 | 177.3717 | 237.9363 | 234.9252 | 285.3326 | 285.0938 | 285.0938 | 177.3717 | 277.1757 | 177.3263
2020-05-04 16:36 | 0.00 | 261.7633 | 220.6889 | 240.4509 | 237.8108 | 240.4848 | 278.6009 | 233.1853 | 240.5214 | 219.1905 | 240.3382 | 236.2808 | 240.5001 | 187.6659 | 187.9674 | 240.3547 | 237.3876 | 277.8445 | 277.625 | 277.625 | 187.9674 | 273.0195 | 189.6675
2020-05-04 16:37 | 0.00 | 246.2003 | 200.6593 | 226.0556 | 214.3882 | 226.081 | 262.5605 | 202.853 | 226.1082 | 199.8381 | 225.9697 | 223.4315 | 226.0924 | 182.6108 | 183.1879 | 225.9825 | 223.1835 | 253.2196 | 253.0631 | 253.0631 | 183.1879 | 251.4847 | 186.2205
2020-05-04 16:38 | 0.00 | 126.5337 | 108.5836 | 119.7737 | 112.319 | 119.7534 | 131.7352 | 105.4021 | 119.7299 | 108.5185 | 119.8326 | 119.2686 | 119.7438 | 106.5165 | 106.7786 | 119.8246 | 119.9588 | 124.7895 | 124.864 | 124.864 | 106.7786 | 125.7739 | 108.1702
2020-05-04 16:39 | 0.00 | 73.0186 | 62.4834 | 69.5067 | 63.935 | 69.4739 | 75.734 | 59.0594 | 69.4364 | 62.5564 | 69.6054 | 69.4318 | 69.4585 | 63.5671 | 63.7274 | 69.5918 | 70.6476 | 70.2624 | 70.3909 | 70.3909 | 63.7274 | 71.4211 | 64.6036
2020-05-04 16:40 | 0.00 | 47.7099 | 32.3547 | 42.7348 | 33.4168 | 42.6982 | 52.4719 | 27.1736 | 42.6565 | 32.5856 | 42.8453 | 43.0389 | 42.681 | 37.5589 | 37.8473 | 42.83 | 44.1607 | 42.9724 | 43.1156 | 43.1156 | 37.8473 | 44.6829 | 39.3798
2020-05-04 16:41 | 0.00 | 5.1355 | 5.1005 | 5.1472 | 5.1005 | 5.1143 | 5.2366 | 5.0245 | 5.0769 | 5.1005 | 5.2469 | 5.0767 | 5.0989 | 5.0011 | 4.965 | 5.233 | 6.5426 | 4.7669 | 4.8957 | 4.8957 | 4.965 | 4.8752 | 4.8433
2020-05-04 16:42 | 0.00 | 0 | 0 | 0 | 0 | 0 | 0 | 0 | 0 | 0 | 0 | 0 | 0 | 0 | 0 | 0 | 0 | 0 | 0 | 0 | 0 | 0 | 0
2020-05-04 16:43 | 0.00 | 0 | 0 | 0 | 0 | 0 | 0 | 0 | 0 | 0 | 0 | 0 | 0 | 0 | 0 | 0 | 0 | 0 | 0 | 0 | 0 | 0 | 0
2020-05-04 16:44 | 0.00 | 0 | 0 | 0 | 0 | 0 | 0 | 0 | 0 | 0 | 0 | 0 | 0 | 0 | 0 | 0 | 0 | 0 | 0 | 0 | 0 | 0 | 0
2020-05-04 16:45 | 0.00 | 0 | 0 | 0 | 0 | 0 | 0 | 0 | 0 | 0 | 0 | 0 | 0 | 0 | 0 | 0 | 0 | 0 | 0 | 0 | 0 | 0 | 0
2020-05-04 16:46 | 0.00 | 0 | 0 | 0 | 0 | 0 | 0 | 0 | 0 | 0 | 0 | 0 | 0 | 0 | 0 | 0 | 0 | 0 | 0 | 0 | 0 | 0 | 0
2020-05-04 16:47 | 0.00 | 0 | 0 | 0 | 0 | 0 | 0 | 0 | 0 | 0 | 0 | 0 | 0 | 0 | 0 | 0 | 0 | 0 | 0 | 0 | 0 | 0 | 0
2020-05-04 16:48 | 0.00 | 0 | 0 | 0 | 0 | 0 | 0 | 0 | 0 | 0 | 0 | 0 | 0 | 0 | 0 | 0 | 0 | 0 | 0 | 0 | 0 | 0 | 0
2020-05-04 16:49 | 0.00 | 0 | 0 | 0 | 0 | 0 | 0 | 0 | 0 | 0 | 0 | 0 | 0 | 0 | 0 | 0 | 0 | 0 | 0 | 0 | 0 | 0 | 0
2020-05-04 16:50 | 0.00 | 0 | 0 | 0 | 0 | 0 | 0 | 0 | 0 | 0 | 0 | 0 | 0 | 0 | 0 | 0 | 0 | 0 | 0 | 0 | 0 | 0 | 0
2020-05-04 16:51 | 0.00 | 0 | 0 | 0 | 0 | 0 | 0 | 0 | 0 | 0 | 0 | 0 | 0 | 0 | 0 | 0 | 0 | 0 | 0 | 0 | 0 | 0 | 0
2020-05-04 16:52 | 0.00 | 0 | 0 | 0 | 0 | 0 | 0 | 0 | 0 | 0 | 0 | 0 | 0 | 0 | 0 | 0 | 0 | 0 | 0 | 0 | 0 | 0 | 0
2020-05-04 16:53 | 0.00 | 0 | 0 | 0 | 0 | 0 | 0 | 0 | 0 | 0 | 0 | 0 | 0 | 0 | 0 | 0 | 0 | 0 | 0 | 0 | 0 | 0 | 0
2020-05-04 16:54 | 0.00 | 0 | 0 | 0 | 0 | 0 | 0 | 0 | 0 | 0 | 0 | 0 | 0 | 0 | 0 | 0 | 0.10146 | 0 | 0 | 0 | 0 | 0 | 0
2020-05-04 16:55 | 0.00 | 34.1112 | 37.6044 | 27.4237 | 48.8727 | 27.3857 | 39.7491 | 64.8891 | 27.3425 | 35.7798 | 27.5387 | 23.1866 | 27.3679 | 6.6077 | 6.3348 | 27.5227 | 28.9563 | 61.9151 | 62.042 | 62.042 | 6.3348 | 52.0555 | 5.2392
2020-05-04 16:56 | 0.00 | 115.5801 | 113.7892 | 99.8198 | 135.7433 | 99.7935 | 127.9503 | 160.6182 | 99.7633 | 110.3913 | 99.8979 | 91.2778 | 99.7811 | 43.1317 | 42.2024 | 99.8872 | 100.4645 | 163.7528 | 163.7769 | 163.7769 | 42.2024 | 147.3459 | 37.9265
2020-05-04 16:57 | 0.00 | 185.8211 | 172.5966 | 166.5732 | 195.7886 | 166.569 | 200.5026 | 215.1596 | 166.5633 | 169.3067 | 166.5813 | 158.1385 | 166.5667 | 100.2219 | 99.3946 | 166.5806 | 165.5393 | 229.6363 | 229.5369 | 229.5369 | 99.3946 | 215.0335 | 95.5857
2020-05-04 16:58 | 0.00 | 196.538 | 180.3615 | 182.3761 | 195.6464 | 182.3789 | 206.9397 | 203.6342 | 182.381 | 178.4176 | 182.3618 | 177.3185 | 182.3799 | 137.1558 | 136.8219 | 182.3643 | 180.8061 | 220.584 | 220.5007 | 220.5007 | 136.8219 | 212.8303 | 135.3605
2020-05-04 16:59 | 0.00 | 232.9632 | 206.3955 | 216.1783 | 221.9961 | 216.1993 | 245.6191 | 224.1443 | 216.2215 | 204.7067 | 216.1067 | 211.6827 | 216.2086 | 168.8384 | 168.7976 | 216.1174 | 213.6276 | 252.4033 | 252.2414 | 252.2414 | 168.7976 | 246.3608 | 168.7842
2020-05-04 17:00 | 0.00 | 215.4299 | 193.0283 | 203.9362 | 202.533 | 203.9514 | 223.6922 | 199.5369 | 203.9673 | 192.1838 | 203.8827 | 201.5512 | 203.9582 | 173.6733 | 173.8183 | 203.8909 | 202.0028 | 223.0828 | 222.9842 | 222.9842 | 173.8183 | 221.109 | 174.6514
2020-05-04 17:01 | 0.00 | 138.7457 | 130.9699 | 135.5785 | 133.5162 | 135.5659 | 140.1423 | 130.8502 | 135.5509 | 130.7953 | 135.6131 | 134.9805 | 135.5598 | 126.0127 | 126.0778 | 135.6086 | 135.1819 | 138.0719 | 138.1173 | 138.1173 | 126.0778 | 138.7731 | 126.4585
2020-05-04 17:02 | 0.00 | 65.1371 | 65.0588 | 65.4363 | 65.0704 | 65.4025 | 64.0468 | 64.3311 | 65.3639 | 65.0587 | 65.5381 | 65.3458 | 65.3866 | 64.2287 | 64.1916 | 65.524 | 66.6515 | 63.3036 | 63.438 | 63.438 | 64.1916 | 64.1553 | 64.0652
2020-05-04 17:03 | 0.00 | 54.3839 | 54.3086 | 54.6339 | 54.3162 | 54.5986 | 53.4712 | 53.6868 | 54.5583 | 54.309 | 54.7406 | 54.544 | 54.582 | 53.6148 | 53.5762 | 54.7258 | 55.9659 | 52.7925 | 52.9324 | 52.9324 | 53.5762 | 53.517 | 53.4447
2020-05-04 17:04 | 0.00 | 26.9177 | 26.8702 | 27.0427 | 26.8718 | 27.0043 | 26.4607 | 26.5453 | 26.9606 | 26.8706 | 27.1591 | 26.9536 | 26.9863 | 26.503 | 26.4605 | 27.143 | 28.6081 | 25.9746 | 26.1255 | 26.1255 | 26.4605 | 26.3637 | 26.3159
2020-05-04 17:05 | 0.00 | 6.9388 | 6.4948 | 6.6409 | 6.4949 | 6.6039 | 7.3483 | 6.4039 | 6.5666 | 6.4949 | 6.7605 | 6.6099 | 6.5885 | 6.4355 | 6.4117 | 6.7439 | 8.2845 | 6.1635 | 6.2922 | 6.2922 | 6.4117 | 6.352 | 6.3714
2020-05-04 17:06 | 0.00 | 0 | 0 | 0 | 0 | 0 | 0 | 0 | 0 | 0 | 0 | 0 | 0 | 0 | 0 | 0 | 0 | 0 | 0 | 0 | 0 | 0 | 0
2020-05-04 17:07 | 0.00 | 0 | 0 | 0 | 0 | 0 | 0 | 0 | 0 | 0 | 0 | 0 | 0 | 0 | 0 | 0 | 0 | 0 | 0 | 0 | 0 | 0 | 0
2020-05-04 17:08 | 0.00 | 0 | 0 | 0 | 0 | 0 | 0 | 0 | 0 | 0 | 0 | 0 | 0 | 0 | 0 | 0 | 0 | 0 | 0 | 0 | 0 | 0 | 0
2020-05-04 17:09 | 0.00 | 0 | 0 | 0 | 0 | 0 | 0 | 0 | 0 | 0 | 0 | 0 | 0 | 0 | 0 | 0 | 0 | 0 | 0 | 0 | 0 | 0 | 0
2020-05-04 17:10 | 0.00 | 0 | 0 | 0 | 0 | 0 | 0 | 0 | 0 | 0 | 0 | 0 | 0 | 0 | 0 | 0 | 0 | 0 | 0 | 0 | 0 | 0 | 0
2020-05-04 17:11 | 0.00 | 0 | 0 | 0 | 0 | 0 | 0 | 0 | 0 | 0 | 0 | 0 | 0 | 0 | 0 | 0 | 0 | 0 | 0 | 0 | 0 | 0 | 0
2020-05-04 17:12 | 0.00 | 0 | 0 | 0 | 0 | 0 | 0 | 0 | 0 | 0 | 0 | 0 | 0 | 0 | 0 | 0 | 0 | 0 | 0 | 0 | 0 | 0 | 0
2020-05-04 17:13 | 0.00 | 0 | 0 | 0 | 0 | 0 | 0 | 0 | 0 | 0 | 0 | 0 | 0 | 0 | 0 | 0 | 0 | 0 | 0 | 0 | 0 | 0 | 0
2020-05-04 17:14 | 0.00 | 0 | 0 | 0 | 0 | 0 | 0 | 0 | 0 | 0 | 0 | 0 | 0 | 0 | 0 | 0 | 0 | 0 | 0 | 0 | 0 | 0 | 0
2020-05-04 17:15 | 0.00 | 0 | 0 | 0 | 0 | 0 | 0 | 0 | 0 | 0 | 0 | 0 | 0 | 0 | 0 | 0 | 0 | 0 | 0 | 0 | 0 | 0 | 0
2020-05-04 17:16 | 0.00 | 0 | 0 | 0 | 0 | 0 | 0 | 0 | 0 | 0 | 0 | 0 | 0 | 0 | 0 | 0 | 0 | 0 | 0 | 0 | 0 | 0 | 0
2020-05-04 17:17 | 0.00 | 0 | 0 | 0 | 0 | 0 | 0 | 0 | 0 | 0 | 0 | 0 | 0 | 0 | 0 | 0 | 0 | 0 | 0 | 0 | 0 | 0 | 0
2020-05-04 17:18 | 0.00 | 0 | 0 | 0 | 0 | 0 | 0 | 0 | 0 | 0 | 0 | 0 | 0 | 0 | 0 | 0 | 0.14696 | 0 | 0 | 0 | 0 | 0 | 0
2020-05-04 17:19 | 0.00 | 25.2166 | 27.3412 | 21.2976 | 34.0043 | 21.2591 | 28.4306 | 43.4409 | 21.2154 | 26.2594 | 21.414 | 18.737 | 21.2411 | 8.5232 | 8.3271 | 21.3978 | 22.8646 | 41.4306 | 41.569 | 41.569 | 8.3271 | 35.6824 | 7.5443
2020-05-04 17:20 | 0.00 | 109.5997 | 108.0016 | 95.379 | 127.8721 | 95.3521 | 120.6523 | 150.3319 | 95.3211 | 104.925 | 95.4591 | 87.6305 | 95.3394 | 43.6221 | 42.7622 | 95.4481 | 96.0723 | 153.0102 | 153.0455 | 153.0455 | 42.7622 | 138.2435 | 38.7993
2020-05-04 17:21 | 0.00 | 184.7754 | 172.0427 | 165.9434 | 194.8139 | 165.9389 | 199.049 | 213.8881 | 165.933 | 168.8001 | 165.9523 | 157.6232 | 165.9366 | 100.3645 | 99.5368 | 165.9515 | 164.9287 | 227.7091 | 227.614 | 227.614 | 99.5368 | 213.4382 | 95.7218
2020-05-04 17:22 | 0.00 | 199.4992 | 185.9381 | 187.4574 | 199.2088 | 187.4655 | 207.9285 | 206.1159 | 187.4735 | 184.2322 | 187.4263 | 183.0309 | 187.4689 | 147.4843 | 147.1799 | 187.4312 | 185.8714 | 219.8811 | 219.7785 | 219.7785 | 147.1799 | 213.4445 | 145.834
2020-05-04 17:23 | 0.00 | 220.5348 | 200.0574 | 207.933 | 211.8639 | 207.9512 | 229.5537 | 212.8531 | 207.9704 | 198.7917 | 207.8701 | 204.5502 | 207.9593 | 171.4947 | 171.4763 | 207.8795 | 205.9614 | 234.1896 | 234.0623 | 234.0623 | 171.4763 | 230.1339 | 171.5229
2020-05-04 17:24 | 0.00 | 215.8827 | 192.6275 | 203.8668 | 202.6004 | 203.8857 | 224.6148 | 199.7031 | 203.9058 | 191.7332 | 203.8013 | 201.3649 | 203.8942 | 172.1851 | 172.3342 | 203.8111 | 202.3822 | 224.2088 | 224.0874 | 224.0874 | 172.3342 | 221.9947 | 173.1925
2020-05-04 17:25 | 0.00 | 188.5479 | 164.1739 | 178.4243 | 170.9265 | 178.4299 | 196.0889 | 163.3867 | 178.4351 | 163.8289 | 178.4014 | 177.2065 | 178.4322 | 155.8536 | 156.1781 | 178.4051 | 177.2398 | 189.6583 | 189.6149 | 189.6149 | 156.1781 | 189.859 | 157.8822
2020-05-04 17:26 | 0.00 | 158.9351 | 143.1866 | 153.3452 | 146.2932 | 153.3359 | 162.6361 | 139.5153 | 153.3245 | 143.1563 | 153.3693 | 152.9719 | 153.3313 | 141.384 | 141.6296 | 153.3663 | 152.6962 | 155.9742 | 156.0092 | 156.0092 | 141.6296 | 157.5244 | 142.9118
2020-05-04 17:27 | 0.00 | 182.8615 | 119.0065 | 161.1595 | 127.2074 | 161.1531 | 202.5608 | 98.819 | 161.145 | 119.5834 | 161.1744 | 161.4704 | 161.1498 | 131.6661 | 132.9016 | 161.1727 | 160.2903 | 172.2808 | 172.2916 | 172.2916 | 132.9016 | 176.4197 | 139.1809
2020-05-04 17:28 | 0.00 | 104.2361 | 46.9289 | 85.7288 | 50.3706 | 85.6993 | 122.7613 | 28.1129 | 85.6655 | 47.8666 | 85.8171 | 87.3317 | 85.6854 | 69.179 | 70.4086 | 85.805 | 86.6194 | 87.7814 | 87.8959 | 87.8959 | 70.4086 | 93.5961 | 76.6979
2020-05-04 17:29 | 0.00 | 16.5728 | 12.725 | 15.0935 | 12.7737 | 15.0611 | 18.2307 | 12.2998 | 15.0243 | 12.7684 | 15.1916 | 15.2556 | 15.046 | 14.179 | 14.2529 | 15.178 | 16.4251 | 14.2215 | 14.3485 | 14.3485 | 14.2529 | 14.987 | 14.7127
2020-05-04 17:30 | 0.00 | 0 | 0 | 0 | 0 | 0 | 0 | 0 | 0 | 0 | 0 | 0 | 0 | 0 | 0 | 0 | 0 | 0 | 0 | 0 | 0 | 0 | 0
2020-05-04 17:31 | 0.00 | 0 | 0 | 0 | 0 | 0 | 0 | 0 | 0 | 0 | 0 | 0 | 0 | 0 | 0 | 0 | 0 | 0 | 0 | 0 | 0 | 0 | 0
2020-05-04 17:32 | 0.00 | 0 | 0 | 0 | 0 | 0 | 0 | 0 | 0 | 0 | 0 | 0 | 0 | 0 | 0 | 0 | 0 | 0 | 0 | 0 | 0 | 0 | 0
2020-05-04 17:33 | 0.00 | 0 | 0 | 0 | 0 | 0 | 0 | 0 | 0 | 0 | 0 | 0 | 0 | 0 | 0 | 0 | 0 | 0 | 0 | 0 | 0 | 0 | 0
2020-05-04 17:34 | 0.00 | 0 | 0 | 0 | 0 | 0 | 0 | 0 | 0 | 0 | 0 | 0 | 0 | 0 | 0 | 0 | 0 | 0 | 0 | 0 | 0 | 0 | 0
2020-05-04 17:35 | 0.00 | 0 | 0 | 0 | 0 | 0 | 0 | 0 | 0 | 0 | 0 | 0 | 0 | 0 | 0 | 0 | 0 | 0 | 0 | 0 | 0 | 0 | 0
2020-05-04 17:36 | 0.00 | 0 | 0 | 0 | 0 | 0 | 0 | 0 | 0 | 0 | 0 | 0 | 0 | 0 | 0 | 0 | 0 | 0 | 0 | 0 | 0 | 0 | 0
2020-05-04 17:37 | 0.00 | 0 | 0 | 0 | 0 | 0 | 0 | 0 | 0 | 0 | 0 | 0 | 0 | 0 | 0 | 0 | 0 | 0 | 0 | 0 | 0 | 0 | 0
2020-05-04 17:38 | 0.00 | 0 | 0 | 0 | 0 | 0 | 0 | 0 | 0 | 0 | 0 | 0 | 0 | 0 | 0 | 0 | 0 | 0 | 0 | 0 | 0 | 0 | 0
2020-05-04 17:39 | 0.00 | 0 | 0 | 0 | 0 | 0 | 0 | 0 | 0 | 0 | 0 | 0 | 0 | 0 | 0 | 0 | 0 | 0 | 0 | 0 | 0 | 0 | 0
2020-05-04 17:40 | 0.00 | 0 | 0 | 0 | 0 | 0 | 0 | 0 | 0 | 0 | 0 | 0 | 0 | 0 | 0 | 0 | 0 | 0 | 0 | 0 | 0 | 0 | 0
2020-05-04 17:41 | 0.00 | 0 | 0 | 0 | 0 | 0 | 0 | 0 | 0 | 0 | 0 | 0 | 0 | 0 | 0 | 0 | 0 | 0 | 0 | 0 | 0 | 0 | 0
2020-05-04 17:42 | 0.00 | 0 | 0 | 0 | 0 | 0 | 0 | 0 | 0 | 0 | 0 | 0 | 0 | 0 | 0 | 0 | 0.16887 | 0 | 0 | 0 | 0 | 0 | 0
2020-05-04 17:43 | 0.00 | 36.9446 | 41.7909 | 29.5932 | 54.7011 | 29.5553 | 43.1161 | 73.6363 | 29.5122 | 39.6818 | 29.7078 | 24.7894 | 29.5375 | 6.6692 | 6.3777 | 29.6919 | 31.117 | 69.2327 | 69.3575 | 69.3575 | 6.3777 | 57.7384 | 5.1854
2020-05-04 17:44 | 0.00 | 115.1942 | 114.1294 | 100.1044 | 135.4248 | 100.0781 | 126.8796 | 159.7972 | 100.0479 | 110.8117 | 100.1824 | 91.7549 | 100.0657 | 44.6301 | 43.6957 | 100.1717 | 100.7474 | 162.0083 | 162.0354 | 162.0354 | 43.6957 | 146.1035 | 39.3843
2020-05-04 17:45 | 0.00 | 183.5074 | 171.373 | 165.2907 | 193.5083 | 165.2859 | 197.2219 | 212.1136 | 165.2796 | 168.2139 | 165.3005 | 157.1832 | 165.2835 | 101.4106 | 100.5968 | 165.2996 | 164.2982 | 225.2188 | 225.1292 | 225.1292 | 100.5968 | 211.3767 | 96.8429
2020-05-04 17:46 | 0.00 | 234.9347 | 211.8725 | 214.8667 | 233.2602 | 214.8856 | 250.0343 | 244.4923 | 214.9056 | 209.1498 | 214.8016 | 207.8247 | 214.894 | 151.0574 | 150.6033 | 214.8113 | 212.1612 | 268.8404 | 268.6465 | 268.6465 | 150.6033 | 257.8356 | 148.6126
2020-05-04 17:47 | 0.00 | 264.1028 | 230.5629 | 242.6489 | 250.5488 | 242.6839 | 280.5185 | 253.8435 | 242.7218 | 228.3777 | 242.5327 | 236.8837 | 242.6998 | 181.9207 | 181.8615 | 242.5498 | 239.5428 | 289.6176 | 289.367 | 289.367 | 181.8615 | 281.5829 | 181.8051
2020-05-04 17:48 | 0.00 | 272.9064 | 230.0454 | 250.7796 | 247.8395 | 250.8197 | 290.276 | 242.8169 | 250.8633 | 228.4938 | 250.6471 | 246.4696 | 250.838 | 195.717 | 196.041 | 250.6665 | 247.6884 | 289.3363 | 289.0864 | 289.0864 | 196.041 | 284.4558 | 197.855
2020-05-04 17:49 | 0.00 | 259.6685 | 209.4699 | 237.7299 | 224.2788 | 237.7619 | 277.4918 | 211.0919 | 237.7965 | 208.6196 | 237.6233 | 234.9814 | 237.7764 | 190.7673 | 191.4266 | 237.639 | 234.6233 | 266.7348 | 266.5464 | 266.5464 | 191.4266 | 265.0472 | 194.874
2020-05-04 17:50 | 0.00 | 177.1528 | 155.8391 | 169.2376 | 160.3529 | 169.2362 | 182.8848 | 151.9084 | 169.2335 | 155.7523 | 169.237 | 168.6593 | 169.2352 | 152.8997 | 153.2336 | 169.2376 | 168.0021 | 174.7524 | 174.7508 | 174.7508 | 153.2336 | 176.1602 | 154.9625
2020-05-04 17:51 | 0.00 | 158.0972 | 112.0568 | 142.4028 | 118.1545 | 142.3894 | 172.0573 | 97.6597 | 142.3736 | 112.4394 | 142.4397 | 142.5275 | 142.383 | 120.1272 | 120.9976 | 142.4349 | 142.0623 | 150.0916 | 150.1351 | 150.1351 | 120.9976 | 153.3054 | 125.4424
2020-05-04 17:52 | 0.00 | 64.6049 | 53.6153 | 61.3132 | 54.0923 | 61.2788 | 67.4611 | 49.5737 | 61.2395 | 53.8115 | 61.417 | 61.6157 | 61.2626 | 57.7581 | 57.9689 | 61.4027 | 62.5766 | 59.7269 | 59.8633 | 59.8633 | 57.9689 | 61.5719 | 59.1028
2020-05-04 17:53 | 0.00 | 21.1997 | 7.3335 | 15.6197 | 7.4176 | 15.5873 | 27.908 | 6.8388 | 15.5505 | 7.442 | 15.7177 | 16.453 | 15.5721 | 13.321 | 13.6948 | 15.7041 | 17.0419 | 13.886 | 14.0132 | 14.0132 | 13.6948 | 16.1851 | 15.7412
2020-05-04 17:54 | 0.00 | 0 | 0 | 0 | 0 | 0 | 0 | 0 | 0 | 0 | 0 | 0 | 0 | 0 | 0 | 0 | 0 | 0 | 0 | 0 | 0 | 0 | 0
2020-05-04 17:55 | 0.00 | 0 | 0 | 0 | 0 | 0 | 0 | 0 | 0 | 0 | 0 | 0 | 0 | 0 | 0 | 0 | 0 | 0 | 0 | 0 | 0 | 0 | 0
2020-05-04 17:56 | 0.00 | 0 | 0 | 0 | 0 | 0 | 0 | 0 | 0 | 0 | 0 | 0 | 0 | 0 | 0 | 0 | 0 | 0 | 0 | 0 | 0 | 0 | 0
2020-05-04 17:57 | 0.00 | 0 | 0 | 0 | 0 | 0 | 0 | 0 | 0 | 0 | 0 | 0 | 0 | 0 | 0 | 0 | 0 | 0 | 0 | 0 | 0 | 0 | 0
2020-05-04 17:58 | 0.00 | 0 | 0 | 0 | 0 | 0 | 0 | 0 | 0 | 0 | 0 | 0 | 0 | 0 | 0 | 0 | 0 | 0 | 0 | 0 | 0 | 0 | 0
2020-05-04 17:59 | 0.00 | 0 | 0 | 0 | 0 | 0 | 0 | 0 | 0 | 0 | 0 | 0 | 0 | 0 | 0 | 0 | 0 | 0 | 0 | 0 | 0 | 0 | 0
2020-05-04 18:00 | 0.00 | 0 | 0 | 0 | 0 | 0 | 0 | 0 | 0 | 0 | 0 | 0 | 0 | 0 | 0 | 0 | 0 | 0 | 0 | 0 | 0 | 0 | 0
2020-05-04 18:01 | 0.00 | 0 | 0 | 0 | 0 | 0 | 0 | 0 | 0 | 0 | 0 | 0 | 0 | 0 | 0 | 0 | 0 | 0 | 0 | 0 | 0 | 0 | 0
2020-05-04 18:02 | 0.00 | 0 | 0 | 0 | 0 | 0 | 0 | 0 | 0 | 0 | 0 | 0 | 0 | 0 | 0 | 0 | 0 | 0 | 0 | 0 | 0 | 0 | 0
2020-05-04 18:03 | 0.00 | 0 | 0 | 0 | 0 | 0 | 0 | 0 | 0 | 0 | 0 | 0 | 0 | 0 | 0 | 0 | 0 | 0 | 0 | 0 | 0 | 0 | 0
2020-05-04 18:04 | 0.00 | 0 | 0 | 0 | 0 | 0 | 0 | 0 | 0 | 0 | 0 | 0 | 0 | 0 | 0 | 0 | 0 | 0 | 0 | 0 | 0 | 0 | 0
2020-05-04 18:05 | 0.00 | 0 | 0 | 0 | 0 | 0 | 0 | 0 | 0 | 0 | 0 | 0 | 0 | 0 | 0 | 0 | 0 | 0 | 0 | 0 | 0 | 0 | 0
2020-05-04 18:06 | 0.00 | 0 | 0 | 0 | 0 | 0 | 0 | 0 | 0 | 0 | 0 | 0 | 0 | 0 | 0 | 0 | 0.24816 | 0 | 0 | 0 | 0 | 0 | 0
2020-05-04 18:07 | 0.00 | 35.941 | 40.5464 | 29.3673 | 52.2173 | 29.3294 | 41.3848 | 69.4274 | 29.2862 | 38.6326 | 29.4821 | 24.9898 | 29.3116 | 8.2361 | 7.938 | 29.4662 | 30.8951 | 65.1061 | 65.2344 | 65.2344 | 7.938 | 54.7283 | 6.7722
2020-05-04 18:08 | 0.00 | 111.604 | 110.8944 | 97.8532 | 130.4877 | 97.8263 | 122.1408 | 153.0298 | 97.7955 | 107.8379 | 97.9328 | 90.1641 | 97.8137 | 46.749 | 45.8762 | 97.9219 | 98.5369 | 154.663 | 154.701 | 154.701 | 45.8762 | 140.0328 | 41.8447
2020-05-04 18:09 | 0.00 | 181.3259 | 169.8968 | 163.954 | 191.1345 | 163.9487 | 194.3071 | 209.0528 | 163.9418 | 166.8633 | 163.9655 | 156.1731 | 163.946 | 102.7297 | 101.9453 | 163.9644 | 163.0028 | 221.3362 | 221.2548 | 221.2548 | 101.9453 | 208.0677 | 98.325
2020-05-04 18:10 | 0.00 | 229.1664 | 207.2093 | 209.9899 | 227.7199 | 210.0061 | 243.5109 | 238.5169 | 210.0231 | 204.5932 | 209.9333 | 203.2201 | 210.0133 | 148.6613 | 148.219 | 209.9419 | 207.4071 | 261.5961 | 261.4212 | 261.4212 | 148.219 | 251.0914 | 146.2784
2020-05-04 18:11 | 0.00 | 257.7636 | 225.529 | 237.1607 | 244.7414 | 237.1924 | 273.4653 | 247.8513 | 237.2265 | 223.429 | 237.0552 | 231.6114 | 237.2067 | 178.7472 | 178.6882 | 237.0707 | 234.0543 | 282.1875 | 281.9578 | 281.9578 | 178.6882 | 274.5181 | 178.6245
2020-05-04 18:12 | 0.00 | 267.0461 | 226.2347 | 246.0032 | 243.139 | 246.0403 | 283.487 | 238.2365 | 246.0806 | 224.7632 | 245.8804 | 241.8993 | 246.0572 | 193.6041 | 193.91 | 245.8984 | 242.9013 | 282.4825 | 282.252 | 282.252 | 193.91 | 277.9436 | 195.6238
2020-05-04 18:13 | 0.00 | 163.723 | 147.9482 | 156.8448 | 153.1124 | 156.8438 | 168.2953 | 148.8118 | 156.8417 | 147.598 | 156.8425 | 155.7373 | 156.843 | 139.3256 | 139.4928 | 156.8433 | 156.1229 | 165.0888 | 165.0723 | 165.0723 | 139.4928 | 165.1503 | 140.4044
2020-05-04 18:14 | 0.00 | 53.6301 | 53.562 | 53.8764 | 53.5713 | 53.8409 | 52.7317 | 52.9576 | 53.8004 | 53.5619 | 53.9836 | 53.7853 | 53.8242 | 52.8689 | 52.8297 | 53.9687 | 55.2213 | 52.0666 | 52.2071 | 52.2071 | 52.8297 | 52.7777 | 52.6965
2020-05-04 18:15 | 0.00 | 58.6318 | 57.4944 | 58.5391 | 57.6002 | 58.5043 | 58.0291 | 56.4719 | 58.4646 | 57.5091 | 58.6441 | 58.4681 | 58.4879 | 57.0994 | 57.0831 | 58.6296 | 59.8316 | 56.7615 | 56.8995 | 56.8995 | 57.0831 | 57.5957 | 57.0639
2020-05-04 18:16 | 0.00 | 27.1118 | 24.8971 | 26.5101 | 25.0657 | 26.4725 | 27.4243 | 23.8187 | 26.4298 | 24.9308 | 26.6237 | 26.4731 | 26.4549 | 25.3346 | 25.3389 | 26.608 | 28.0102 | 25.7338 | 25.8814 | 25.8814 | 25.3389 | 26.2663 | 25.4294
2020-05-04 18:17 | 0.00 | 1.2124 | 1.1958 | 1.2149 | 1.1958 | 1.1951 | 1.1951 | 1.1705 | 1.1726 | 1.1958 | 1.2748 | 1.1721 | 1.1858 | 1.1604 | 1.1384 | 1.2665 | 2.0783 | 1.0445 | 1.1219 | 1.1219 | 1.1384 | 1.0842 | 1.0634
2020-05-04 18:18 | 0.00 | 0 | 0 | 0 | 0 | 0 | 0 | 0 | 0 | 0 | 0 | 0 | 0 | 0 | 0 | 0 | 0 | 0 | 0 | 0 | 0 | 0 | 0
2020-05-04 18:19 | 0.00 | 0 | 0 | 0 | 0 | 0 | 0 | 0 | 0 | 0 | 0 | 0 | 0 | 0 | 0 | 0 | 0 | 0 | 0 | 0 | 0 | 0 | 0
2020-05-04 18:20 | 0.00 | 0 | 0 | 0 | 0 | 0 | 0 | 0 | 0 | 0 | 0 | 0 | 0 | 0 | 0 | 0 | 0 | 0 | 0 | 0 | 0 | 0 | 0
2020-05-04 18:21 | 0.00 | 0 | 0 | 0 | 0 | 0 | 0 | 0 | 0 | 0 | 0 | 0 | 0 | 0 | 0 | 0 | 0 | 0 | 0 | 0 | 0 | 0 | 0
2020-05-04 18:22 | 0.00 | 0 | 0 | 0 | 0 | 0 | 0 | 0 | 0 | 0 | 0 | 0 | 0 | 0 | 0 | 0 | 0 | 0 | 0 | 0 | 0 | 0 | 0
2020-05-04 18:23 | 0.00 | 0 | 0 | 0 | 0 | 0 | 0 | 0 | 0 | 0 | 0 | 0 | 0 | 0 | 0 | 0 | 0 | 0 | 0 | 0 | 0 | 0 | 0
2020-05-04 18:24 | 0.00 | 0 | 0 | 0 | 0 | 0 | 0 | 0 | 0 | 0 | 0 | 0 | 0 | 0 | 0 | 0 | 0 | 0 | 0 | 0 | 0 | 0 | 0
2020-05-04 18:25 | 0.00 | 0 | 0 | 0 | 0 | 0 | 0 | 0 | 0 | 0 | 0 | 0 | 0 | 0 | 0 | 0 | 0 | 0 | 0 | 0 | 0 | 0 | 0
2020-05-04 18:26 | 0.00 | 0 | 0 | 0 | 0 | 0 | 0 | 0 | 0 | 0 | 0 | 0 | 0 | 0 | 0 | 0 | 0 | 0 | 0 | 0 | 0 | 0 | 0
2020-05-04 18:27 | 0.00 | 0 | 0 | 0 | 0 | 0 | 0 | 0 | 0 | 0 | 0 | 0 | 0 | 0 | 0 | 0 | 0 | 0 | 0 | 0 | 0 | 0 | 0
2020-05-04 18:28 | 0.00 | 0 | 0 | 0 | 0 | 0 | 0 | 0 | 0 | 0 | 0 | 0 | 0 | 0 | 0 | 0 | 0 | 0 | 0 | 0 | 0 | 0 | 0
2020-05-04 18:29 | 0.00 | 0 | 0 | 0 | 0 | 0 | 0 | 0 | 0 | 0 | 0 | 0 | 0 | 0 | 0 | 0 | 0 | 0 | 0 | 0 | 0 | 0 | 0
2020-05-04 18:30 | 0.00 | 0.15699 | 0.15409 | 0.15675 | 0.1553 | 0.15015 | 0.1554 | 0.15206 | 0.14266 | 0.15389 | 0.17675 | 0.14219 | 0.14706 | 0.14288 | 0.1355 | 0.17397 | 0.43216 | 0.11153 | 0.13736 | 0.13736 | 0.1355 | 0.11996 | 0.11025
2020-05-04 18:31 | 0.00 | 33.4848 | 34.9326 | 31.347 | 38.8037 | 31.3092 | 34.9507 | 44.1851 | 31.2662 | 34.2966 | 31.4612 | 29.7829 | 31.2915 | 23.0193 | 22.8516 | 31.4454 | 32.8626 | 42.4097 | 42.551 | 42.551 | 22.8516 | 39.3004 | 22.1634
2020-05-04 18:32 | 0.00 | 146.5895 | 146.1172 | 131.6372 | 167.659 | 131.6198 | 157.7177 | 192.3579 | 131.5994 | 142.7451 | 131.6871 | 123.1545 | 131.6115 | 74.3792 | 73.3884 | 131.6804 | 131.606 | 193.6339 | 193.6071 | 193.6071 | 73.3884 | 177.7546 | 68.7773
2020-05-04 18:33 | 0.00 | 152.3351 | 148.2981 | 145.3049 | 157.6715 | 145.2924 | 156.6501 | 165.4749 | 145.2774 | 146.9412 | 145.3394 | 141.8124 | 145.2863 | 117.8948 | 117.5236 | 145.3349 | 144.9044 | 168.9328 | 168.9457 | 168.9457 | 117.5236 | 163.6536 | 115.8134
2020-05-04 18:34 | 0.00 | 229.3595 | 213.2403 | 215.1509 | 228.8594 | 215.1705 | 239.3584 | 236.9339 | 215.1914 | 211.2417 | 215.0833 | 209.9868 | 215.1793 | 168.3796 | 168.0404 | 215.0935 | 212.5557 | 253.4942 | 253.3339 | 253.3339 | 168.0404 | 245.8557 | 166.5327
2020-05-04 18:35 | 0.00 | 268.2626 | 239.192 | 249.8806 | 256.4364 | 249.9209 | 281.8776 | 258.8024 | 249.9647 | 237.3153 | 249.7477 | 244.9269 | 249.9392 | 197.1563 | 197.1179 | 249.7672 | 246.9086 | 289.5543 | 289.2985 | 289.2985 | 197.1179 | 283.0249 | 197.1132
2020-05-04 18:36 | 0.00 | 278.5727 | 235.4715 | 256.4503 | 253.1594 | 256.4946 | 295.8567 | 247.7709 | 256.5428 | 233.944 | 256.3049 | 252.1864 | 256.5147 | 201.6073 | 201.9412 | 256.3262 | 253.421 | 294.5772 | 294.31 | 294.31 | 201.9412 | 289.8994 | 203.7956
2020-05-04 18:37 | 0.00 | 275.6295 | 219.899 | 251.3706 | 236.1082 | 251.4113 | 295.4069 | 221.2385 | 251.4554 | 218.9897 | 251.2367 | 248.4066 | 251.4297 | 199.9063 | 200.649 | 251.2563 | 248.2879 | 283.1328 | 282.9 | 282.9 | 200.649 | 281.3824 | 204.5204
2020-05-04 18:38 | 0.00 | 237.1332 | 173.2221 | 212.9412 | 185.9584 | 212.9591 | 257.867 | 161.9509 | 212.978 | 173.1102 | 212.8791 | 211.6778 | 212.9671 | 170.7726 | 171.857 | 212.8885 | 210.3072 | 234.5751 | 234.4644 | 234.4644 | 171.857 | 236.1768 | 177.4074
2020-05-04 18:39 | 0.00 | 180.0919 | 110.3946 | 156.6123 | 118.9204 | 156.6042 | 201.5442 | 87.5575 | 156.5941 | 111.0856 | 156.633 | 157.0981 | 156.6001 | 125.5139 | 126.8764 | 156.6305 | 155.8795 | 167.7069 | 167.7248 | 167.7248 | 126.8764 | 172.5061 | 133.7979
2020-05-04 18:40 | 0.00 | 102.4682 | 41.5516 | 83.0654 | 44.7487 | 83.0353 | 121.9965 | 21.0637 | 83.0009 | 42.6086 | 83.1553 | 84.9628 | 83.0211 | 66.6329 | 67.9659 | 83.1429 | 83.9963 | 83.7158 | 83.8335 | 83.8335 | 67.9659 | 90.342 | 74.7759
2020-05-04 18:41 | 0.00 | 24.006 | 5.7002 | 16.9063 | 5.7957 | 16.874 | 32.4878 | 4.8997 | 16.8373 | 5.8679 | 17.0219 | 18.0256 | 16.8589 | 14.1715 | 14.6707 | 17.0056 | 18.504 | 14.5111 | 14.6382 | 14.6382 | 14.6707 | 17.4906 | 17.3643
2020-05-04 18:42 | 0.00 | 0 | 0 | 0 | 0 | 0 | 0 | 0 | 0 | 0 | 0 | 0 | 0 | 0 | 0 | 0 | 0 | 0 | 0 | 0 | 0 | 0 | 0
2020-05-04 18:43 | 0.00 | 0 | 0 | 0 | 0 | 0 | 0 | 0 | 0 | 0 | 0 | 0 | 0 | 0 | 0 | 0 | 0 | 0 | 0 | 0 | 0 | 0 | 0
2020-05-04 18:44 | 0.00 | 0 | 0 | 0 | 0 | 0 | 0 | 0 | 0 | 0 | 0 | 0 | 0 | 0 | 0 | 0 | 0 | 0 | 0 | 0 | 0 | 0 | 0
2020-05-04 18:45 | 0.00 | 0 | 0 | 0 | 0 | 0 | 0 | 0 | 0 | 0 | 0 | 0 | 0 | 0 | 0 | 0 | 0 | 0 | 0 | 0 | 0 | 0 | 0
2020-05-04 18:46 | 0.00 | 0 | 0 | 0 | 0 | 0 | 0 | 0 | 0 | 0 | 0 | 0 | 0 | 0 | 0 | 0 | 0 | 0 | 0 | 0 | 0 | 0 | 0
2020-05-04 18:47 | 0.00 | 0 | 0 | 0 | 0 | 0 | 0 | 0 | 0 | 0 | 0 | 0 | 0 | 0 | 0 | 0 | 0 | 0 | 0 | 0 | 0 | 0 | 0
2020-05-04 18:48 | 0.00 | 0 | 0 | 0 | 0 | 0 | 0 | 0 | 0 | 0 | 0 | 0 | 0 | 0 | 0 | 0 | 0 | 0 | 0 | 0 | 0 | 0 | 0
2020-05-04 18:49 | 0.00 | 0 | 0 | 0 | 0 | 0 | 0 | 0 | 0 | 0 | 0 | 0 | 0 | 0 | 0 | 0 | 0 | 0 | 0 | 0 | 0 | 0 | 0
2020-05-04 18:50 | 0.00 | 0 | 0 | 0 | 0 | 0 | 0 | 0 | 0 | 0 | 0 | 0 | 0 | 0 | 0 | 0 | 0 | 0 | 0 | 0 | 0 | 0 | 0
2020-05-04 18:51 | 0.00 | 0 | 0 | 0 | 0 | 0 | 0 | 0 | 0 | 0 | 0 | 0 | 0 | 0 | 0 | 0 | 0 | 0 | 0 | 0 | 0 | 0 | 0
2020-05-04 18:52 | 0.00 | 0 | 0 | 0 | 0 | 0 | 0 | 0 | 0 | 0 | 0 | 0 | 0 | 0 | 0 | 0 | 0 | 0 | 0 | 0 | 0 | 0 | 0
2020-05-04 18:53 | 0.00 | 0 | 0 | 0 | 0 | 0 | 0 | 0 | 0 | 0 | 0 | 0 | 0 | 0 | 0 | 0 | 0 | 0 | 0 | 0 | 0 | 0 | 0
2020-05-04 18:54 | 0.00 | 0.036629 | 0.033646 | 0.035849 | 0.034706 | 0.029252 | 0.037017 | 0.03248 | 0.021755 | 0.033472 | 0.055852 | 0.021351 | 0.02616 | 0.024062 | 0.01668 | 0.053074 | 0.31135 | 0 | 0.019512 | 0.019512 | 0.01668 | 0.00078619 | 0
2020-05-04 18:55 | 0.00 | 23.613 | 24.0017 | 23.3102 | 24.7918 | 23.2717 | 23.5847 | 25.7886 | 23.2278 | 23.8704 | 23.4271 | 22.9372 | 23.2536 | 21.589 | 21.533 | 23.4109 | 24.8875 | 24.8681 | 25.0188 | 25.0188 | 21.533 | 24.4453 | 21.3442
2020-05-04 18:56 | 0.00 | 116.7863 | 115.4149 | 108.9747 | 126.5514 | 108.9533 | 122.0838 | 138.2628 | 108.9286 | 113.7016 | 109.037 | 104.6004 | 108.9432 | 77.9144 | 77.3878 | 109.0286 | 109.2434 | 139.4491 | 139.4803 | 139.4803 | 77.3878 | 131.9585 | 74.9464
2020-05-04 18:57 | 0.00 | 196.4077 | 188.3358 | 184.4946 | 203.3708 | 184.4998 | 204.4588 | 215.4505 | 184.5046 | 186.1983 | 184.4728 | 179.0316 | 184.5019 | 140.5683 | 140.027 | 184.4764 | 182.9334 | 223.4072 | 223.3058 | 223.3058 | 140.027 | 214.6873 | 137.519
2020-05-04 18:58 | 0.00 | 206.4823 | 195.8168 | 197.4782 | 205.9802 | 197.4901 | 212.0917 | 210.5436 | 197.5024 | 194.5268 | 197.4351 | 194.1255 | 197.4953 | 166.3967 | 166.184 | 197.4418 | 195.3324 | 220.8484 | 220.755 | 220.755 | 166.184 | 216.5459 | 165.2404
2020-05-04 18:59 | 0.00 | 261.6638 | 241.8161 | 249.7023 | 253.2176 | 249.7435 | 269.5911 | 253.6119 | 249.7883 | 240.5977 | 249.5665 | 246.4758 | 249.7622 | 213.7989 | 213.8045 | 249.5864 | 246.9898 | 273.8677 | 273.6492 | 273.6492 | 213.8045 | 270.5098 | 213.9263
2020-05-04 19:00 | 0.00 | 303.8961 | 263.5629 | 283.3901 | 280.0588 | 283.4531 | 319.4446 | 274.5513 | 283.5221 | 262.1428 | 283.1851 | 279.4503 | 283.4819 | 231.6552 | 231.9872 | 283.2149 | 280.5629 | 318.0524 | 317.7142 | 317.7142 | 231.9872 | 314.1367 | 233.7845
2020-05-04 19:01 | 0.00 | 287.3943 | 234.1914 | 264.449 | 249.4555 | 264.4985 | 305.8267 | 234.7682 | 264.5525 | 233.3548 | 264.2869 | 261.7028 | 264.521 | 215.4836 | 216.2075 | 264.3105 | 261.4473 | 293.6513 | 293.3875 | 293.3875 | 216.2075 | 292.4096 | 219.958
2020-05-04 19:02 | 0.00 | 244.5704 | 179.6188 | 220.0985 | 192.4272 | 220.1203 | 265.466 | 167.7814 | 220.1437 | 179.5254 | 220.0239 | 218.8667 | 220.1302 | 177.4487 | 178.5588 | 220.035 | 217.2948 | 241.5224 | 241.3956 | 241.3956 | 178.5588 | 243.3446 | 184.2323
2020-05-04 19:03 | 0.00 | 188.6344 | 118.7049 | 165.2188 | 127.1049 | 165.2142 | 209.9305 | 95.3109 | 165.2081 | 119.4217 | 165.2281 | 165.7658 | 165.2118 | 134.2111 | 135.5871 | 165.2272 | 164.214 | 175.6153 | 175.6197 | 175.6197 | 135.5871 | 180.6885 | 142.5689
2020-05-04 19:04 | 0.00 | 109.2583 | 44.8112 | 88.9089 | 48.0204 | 88.8802 | 129.7069 | 22.7317 | 88.8473 | 45.9595 | 88.9944 | 90.9966 | 88.8666 | 71.9558 | 73.3797 | 88.9826 | 89.7339 | 88.8939 | 89.0068 | 89.0068 | 73.3797 | 96.1094 | 80.6424
2020-05-04 19:05 | 0.00 | 33.3798 | 8.7863 | 23.6386 | 8.8773 | 23.6001 | 45.1272 | 7.7466 | 23.5564 | 9.001 | 23.7552 | 25.3231 | 23.5821 | 20.3862 | 21.1188 | 23.739 | 25.2082 | 19.8373 | 19.9891 | 19.9891 | 21.1188 | 23.9941 | 25.0514
2020-05-04 19:06 | 0.00 | 0 | 0 | 0 | 0 | 0 | 0 | 0 | 0 | 0 | 0 | 0 | 0 | 0 | 0 | 0 | 0 | 0 | 0 | 0 | 0 | 0 | 0
2020-05-04 19:07 | 0.00 | 0 | 0 | 0 | 0 | 0 | 0 | 0 | 0 | 0 | 0 | 0 | 0 | 0 | 0 | 0 | 0 | 0 | 0 | 0 | 0 | 0 | 0
2020-05-04 19:08 | 0.00 | 0 | 0 | 0 | 0 | 0 | 0 | 0 | 0 | 0 | 0 | 0 | 0 | 0 | 0 | 0 | 0 | 0 | 0 | 0 | 0 | 0 | 0
2020-05-04 19:09 | 0.00 | 0 | 0 | 0 | 0 | 0 | 0 | 0 | 0 | 0 | 0 | 0 | 0 | 0 | 0 | 0 | 0 | 0 | 0 | 0 | 0 | 0 | 0
2020-05-04 19:10 | 0.00 | 0 | 0 | 0 | 0 | 0 | 0 | 0 | 0 | 0 | 0 | 0 | 0 | 0 | 0 | 0 | 0 | 0 | 0 | 0 | 0 | 0 | 0
2020-05-04 19:11 | 0.00 | 0 | 0 | 0 | 0 | 0 | 0 | 0 | 0 | 0 | 0 | 0 | 0 | 0 | 0 | 0 | 0 | 0 | 0 | 0 | 0 | 0 | 0
2020-05-04 19:12 | 0.00 | 0 | 0 | 0 | 0 | 0 | 0 | 0 | 0 | 0 | 0 | 0 | 0 | 0 | 0 | 0 | 0 | 0 | 0 | 0 | 0 | 0 | 0
2020-05-04 19:13 | 0.00 | 0 | 0 | 0 | 0 | 0 | 0 | 0 | 0 | 0 | 0 | 0 | 0 | 0 | 0 | 0 | 0 | 0 | 0 | 0 | 0 | 0 | 0
2020-05-04 19:14 | 0.00 | 0 | 0 | 0 | 0 | 0 | 0 | 0 | 0 | 0 | 0 | 0 | 0 | 0 | 0 | 0 | 0 | 0 | 0 | 0 | 0 | 0 | 0
2020-05-04 19:15 | 0.00 | 0 | 0 | 0 | 0 | 0 | 0 | 0 | 0 | 0 | 0 | 0 | 0 | 0 | 0 | 0 | 0 | 0 | 0 | 0 | 0 | 0 | 0
2020-05-04 19:16 | 0.00 | 0 | 0 | 0 | 0 | 0 | 0 | 0 | 0 | 0 | 0 | 0 | 0 | 0 | 0 | 0 | 0 | 0 | 0 | 0 | 0 | 0 | 0
2020-05-04 19:17 | 0.00 | 0 | 0 | 0 | 0 | 0 | 0 | 0 | 0 | 0 | 0 | 0 | 0 | 0 | 0 | 0 | 0 | 0 | 0 | 0 | 0 | 0 | 0
2020-05-04 19:18 | 0.00 | 0.0039054 | 0.00035923 | 0.0032583 | 0.00061756 | 0 | 0.0045057 | 0 | 0 | 0.0003166 | 0.023263 | 0 | 0 | 0 | 0 | 0.020484 | 0.27879 | 0 | 0 | 0 | 0 | 0 | 0
2020-05-04 19:19 | 0.00 | 32.8059 | 36.3496 | 27.9459 | 44.9669 | 27.9082 | 36.6223 | 57.4972 | 27.8653 | 34.923 | 28.06 | 24.5726 | 27.8905 | 10.4616 | 10.1536 | 28.0442 | 29.4578 | 53.9914 | 54.1208 | 54.1208 | 10.1536 | 46.5328 | 8.8323
2020-05-04 19:20 | 0.00 | 124.5273 | 125.4743 | 110.914 | 145.5993 | 110.8909 | 134.6208 | 169.4491 | 110.8642 | 122.2876 | 110.9819 | 102.9104 | 110.8799 | 58.0639 | 57.1166 | 110.9727 | 111.3166 | 169.1916 | 169.2014 | 169.2014 | 57.1166 | 154.0862 | 52.7169
2020-05-04 19:21 | 0.00 | 214.9614 | 203.3065 | 196.5992 | 226.142 | 196.6091 | 228.2914 | 245.5036 | 196.6192 | 200.031 | 196.5624 | 188.2353 | 196.6134 | 130.4659 | 129.6158 | 196.5681 | 194.5204 | 257.8507 | 257.6815 | 257.6815 | 129.6158 | 243.728 | 125.668
2020-05-04 19:22 | 0.00 | 257.5664 | 233.6145 | 236.4193 | 256.4438 | 236.4507 | 273.1952 | 268.6033 | 236.4845 | 230.6962 | 236.3146 | 228.8955 | 236.4649 | 168.4076 | 167.9174 | 236.33 | 233.3621 | 293.8493 | 293.5859 | 293.5859 | 167.9174 | 282.1431 | 165.7465
2020-05-04 19:23 | 0.00 | 289.0148 | 253.8386 | 266.5265 | 274.9073 | 266.5772 | 305.9475 | 278.2432 | 266.6325 | 251.5336 | 266.3607 | 260.4587 | 266.6003 | 202.3891 | 202.3318 | 266.3849 | 263.516 | 315.7174 | 315.3885 | 315.3885 | 202.3318 | 307.4173 | 202.2758
2020-05-04 19:24 | 0.00 | 293.0632 | 252.2435 | 272.2791 | 268.916 | 272.3343 | 308.9274 | 263.3936 | 272.3946 | 250.8097 | 272.0992 | 268.2814 | 272.3595 | 220.1151 | 220.4434 | 272.1253 | 269.3546 | 307.4827 | 307.1764 | 307.1764 | 220.4434 | 303.4501 | 222.237
2020-05-04 19:25 | 0.00 | 300.2455 | 243.3836 | 275.711 | 259.7483 | 275.7682 | 319.9696 | 244.1091 | 275.8309 | 242.4831 | 275.5243 | 272.7759 | 275.7944 | 223.2843 | 224.0625 | 275.5514 | 272.7887 | 307.1042 | 306.801 | 306.801 | 224.0625 | 305.7073 | 228.0892
2020-05-04 19:26 | 0.00 | 231.386 | 174.6675 | 210.182 | 185.6125 | 210.1988 | 249.3303 | 163.7041 | 210.2165 | 174.6176 | 210.1234 | 209.1677 | 210.2063 | 173.1819 | 174.1529 | 210.1322 | 207.8035 | 227.7955 | 227.6981 | 227.6981 | 174.1529 | 229.7865 | 179.1166
2020-05-04 19:27 | 0.00 | 178.6067 | 114.3619 | 157.2514 | 121.8139 | 157.2435 | 197.9985 | 92.2989 | 157.2338 | 115.0566 | 157.271 | 157.832 | 157.2396 | 129.2421 | 130.5102 | 157.2687 | 156.4952 | 165.8571 | 165.8778 | 165.8778 | 130.5102 | 170.8241 | 136.9481
2020-05-04 19:28 | 0.00 | 80.883 | 42.4047 | 68.8509 | 44.372 | 68.8184 | 92.7822 | 28.4362 | 68.7812 | 43.097 | 68.9488 | 70.0422 | 68.8031 | 58.3357 | 59.1648 | 68.9353 | 69.9709 | 68.2602 | 68.3884 | 68.3884 | 59.1648 | 72.783 | 63.4196
2020-05-04 19:29 | 0.00 | 22.4965 | 9.8618 | 18.0287 | 9.9016 | 17.9899 | 27.6211 | 9.0839 | 17.9458 | 10.0135 | 18.1463 | 18.7473 | 17.9717 | 16.188 | 16.506 | 18.13 | 19.6231 | 15.895 | 16.0477 | 16.0477 | 16.506 | 18.0208 | 18.2343
2020-05-04 19:30 | 0.00 | 0 | 0 | 0 | 0 | 0 | 0 | 0 | 0 | 0 | 0 | 0 | 0 | 0 | 0 | 0 | 0 | 0 | 0 | 0 | 0 | 0 | 0
2020-05-04 19:31 | 0.00 | 0 | 0 | 0 | 0 | 0 | 0 | 0 | 0 | 0 | 0 | 0 | 0 | 0 | 0 | 0 | 0 | 0 | 0 | 0 | 0 | 0 | 0
2020-05-04 19:32 | 0.00 | 0 | 0 | 0 | 0 | 0 | 0 | 0 | 0 | 0 | 0 | 0 | 0 | 0 | 0 | 0 | 0 | 0 | 0 | 0 | 0 | 0 | 0
2020-05-04 19:33 | 0.00 | 0 | 0 | 0 | 0 | 0 | 0 | 0 | 0 | 0 | 0 | 0 | 0 | 0 | 0 | 0 | 0 | 0 | 0 | 0 | 0 | 0 | 0
2020-05-04 19:34 | 0.00 | 0 | 0 | 0 | 0 | 0 | 0 | 0 | 0 | 0 | 0 | 0 | 0 | 0 | 0 | 0 | 0 | 0 | 0 | 0 | 0 | 0 | 0
2020-05-04 19:35 | 0.00 | 0 | 0 | 0 | 0 | 0 | 0 | 0 | 0 | 0 | 0 | 0 | 0 | 0 | 0 | 0 | 0 | 0 | 0 | 0 | 0 | 0 | 0
2020-05-04 19:36 | 0.00 | 0 | 0 | 0 | 0 | 0 | 0 | 0 | 0 | 0 | 0 | 0 | 0 | 0 | 0 | 0 | 0 | 0 | 0 | 0 | 0 | 0 | 0
2020-05-04 19:37 | 0.00 | 0 | 0 | 0 | 0 | 0 | 0 | 0 | 0 | 0 | 0 | 0 | 0 | 0 | 0 | 0 | 0 | 0 | 0 | 0 | 0 | 0 | 0
2020-05-04 19:38 | 0.00 | 0 | 0 | 0 | 0 | 0 | 0 | 0 | 0 | 0 | 0 | 0 | 0 | 0 | 0 | 0 | 0 | 0 | 0 | 0 | 0 | 0 | 0
2020-05-04 19:39 | 0.00 | 0 | 0 | 0 | 0 | 0 | 0 | 0 | 0 | 0 | 0 | 0 | 0 | 0 | 0 | 0 | 0 | 0 | 0 | 0 | 0 | 0 | 0
2020-05-04 19:40 | 0.00 | 0 | 0 | 0 | 0 | 0 | 0 | 0 | 0 | 0 | 0 | 0 | 0 | 0 | 0 | 0 | 0 | 0 | 0 | 0 | 0 | 0 | 0
2020-05-04 19:41 | 0.00 | 0 | 0 | 0 | 0 | 0 | 0 | 0 | 0 | 0 | 0 | 0 | 0 | 0 | 0 | 0 | 0 | 0 | 0 | 0 | 0 | 0 | 0
2020-05-04 19:42 | 0.00 | 0.096709 | 0.092974 | 0.09676 | 0.092974 | 0.090164 | 0.095133 | 0.087719 | 0.082668 | 0.092974 | 0.11676 | 0.082481 | 0.087072 | 0.083791 | 0.076409 | 0.11398 | 0.37222 | 0.048538 | 0.074375 | 0.074375 | 0.076409 | 0.057954 | 0.051155
2020-05-04 19:43 | 0.00 | 46.4836 | 53.4019 | 38.7763 | 67.6529 | 38.7394 | 52.5999 | 89.131 | 38.6975 | 51.019 | 38.8877 | 33.2965 | 38.7221 | 11.4963 | 11.0697 | 38.8723 | 40.223 | 82.3804 | 82.494 | 82.494 | 11.0697 | 69.7022 | 9.2984
2020-05-04 19:44 | 0.00 | 140.1681 | 140.6967 | 125.6619 | 162.0189 | 125.6431 | 150.7885 | 186.9179 | 125.6211 | 137.3309 | 125.7164 | 117.1936 | 125.6341 | 68.7207 | 67.7025 | 125.7091 | 125.7412 | 187.0205 | 187.0032 | 187.0032 | 67.7025 | 171.2259 | 62.951
2020-05-04 19:45 | 0.00 | 200.7189 | 189.7091 | 182.854 | 212.0309 | 182.857 | 213.7163 | 231.213 | 182.8593 | 186.498 | 182.8392 | 174.6472 | 182.8581 | 118.4046 | 117.5606 | 182.8418 | 181.2717 | 242.8923 | 242.7618 | 242.7618 | 117.5606 | 228.9721 | 113.6441
2020-05-04 19:46 | 0.00 | 198.5953 | 184.9985 | 185.8243 | 199.375 | 185.8313 | 207.4525 | 207.469 | 185.8381 | 183.1189 | 185.7969 | 180.9567 | 185.8343 | 142.5568 | 142.1937 | 185.8013 | 184.0339 | 221.1838 | 221.0768 | 221.0768 | 142.1937 | 214.0311 | 140.5722
2020-05-04 19:47 | 0.00 | 247.4155 | 225.9028 | 234.378 | 238.1964 | 234.4112 | 256.4072 | 238.8272 | 234.4472 | 224.5915 | 234.2673 | 230.8913 | 234.4263 | 196.0064 | 196.0053 | 234.2836 | 232.0986 | 261.0299 | 260.8365 | 260.8365 | 196.0053 | 257.1358 | 196.1221
2020-05-04 19:48 | 0.00 | 182.1614 | 172.3683 | 177.772 | 176.2046 | 177.7754 | 184.1364 | 173.5558 | 177.7782 | 172.0495 | 177.7558 | 176.8166 | 177.7767 | 163.9421 | 164.0144 | 177.7586 | 176.3709 | 182.6713 | 182.6504 | 182.6504 | 164.0144 | 183.1361 | 164.421
2020-05-04 19:49 | 0.00 | 160.0396 | 153.6065 | 157.9336 | 155.2769 | 157.9258 | 160.1902 | 152.033 | 157.9162 | 153.5299 | 157.953 | 157.5943 | 157.9219 | 150.3754 | 150.4511 | 157.9507 | 157.171 | 157.3959 | 157.4306 | 157.4306 | 150.4511 | 158.8896 | 150.8623
2020-05-04 19:50 | 0.00 | 140.7584 | 120.2523 | 133.7424 | 123.6686 | 133.7291 | 145.982 | 114.4133 | 133.7134 | 120.3195 | 133.7792 | 133.5174 | 133.7227 | 120.7698 | 121.1219 | 133.7744 | 133.3975 | 136.7618 | 136.8088 | 136.8088 | 121.1219 | 138.6244 | 122.9459
2020-05-04 19:51 | 0.00 | 179.2127 | 121.6857 | 160.2627 | 128.2533 | 160.2559 | 196.2054 | 101.4144 | 160.2474 | 122.3254 | 160.279 | 160.818 | 160.2525 | 135.1197 | 136.2599 | 160.2771 | 159.4248 | 167.0752 | 167.0945 | 167.0945 | 136.2599 | 171.8523 | 142.0456
2020-05-04 19:52 | 0.00 | 91.8175 | 47.4588 | 78.0976 | 49.5946 | 78.0671 | 105.3651 | 30.8882 | 78.0322 | 48.2841 | 78.1889 | 79.5398 | 78.0527 | 66.3633 | 67.3342 | 78.1763 | 79.0612 | 76.9987 | 77.1195 | 77.1195 | 67.3342 | 82.3215 | 72.2969
2020-05-04 19:53 | 0.00 | 20.4167 | 6.8655 | 15.0082 | 6.8762 | 14.9691 | 27.0511 | 6.3883 | 14.9247 | 6.9716 | 15.1266 | 15.9827 | 14.9508 | 13.4802 | 13.8838 | 15.1101 | 16.622 | 12.2306 | 12.3841 | 12.3841 | 13.8838 | 14.7144 | 16.0991
2020-05-04 19:54 | 0.00 | 0 | 0 | 0 | 0 | 0 | 0 | 0 | 0 | 0 | 0 | 0 | 0 | 0 | 0 | 0 | 0 | 0 | 0 | 0 | 0 | 0 | 0
2020-05-04 19:55 | 0.00 | 0 | 0 | 0 | 0 | 0 | 0 | 0 | 0 | 0 | 0 | 0 | 0 | 0 | 0 | 0 | 0 | 0 | 0 | 0 | 0 | 0 | 0
2020-05-04 19:56 | 0.00 | 0 | 0 | 0 | 0 | 0 | 0 | 0 | 0 | 0 | 0 | 0 | 0 | 0 | 0 | 0 | 0 | 0 | 0 | 0 | 0 | 0 | 0
2020-05-04 19:57 | 0.00 | 0 | 0 | 0 | 0 | 0 | 0 | 0 | 0 | 0 | 0 | 0 | 0 | 0 | 0 | 0 | 0 | 0 | 0 | 0 | 0 | 0 | 0
2020-05-04 19:58 | 0.00 | 0 | 0 | 0 | 0 | 0 | 0 | 0 | 0 | 0 | 0 | 0 | 0 | 0 | 0 | 0 | 0 | 0 | 0 | 0 | 0 | 0 | 0
2020-05-04 19:59 | 0.00 | 0 | 0 | 0 | 0 | 0 | 0 | 0 | 0 | 0 | 0 | 0 | 0 | 0 | 0 | 0 | 0 | 0 | 0 | 0 | 0 | 0 | 0
2020-05-04 20:00 | 0.00 | 0 | 0 | 0 | 0 | 0 | 0 | 0 | 0 | 0 | 0 | 0 | 0 | 0 | 0 | 0 | 0 | 0 | 0 | 0 | 0 | 0 | 0
2020-05-04 20:01 | 0.00 | 0 | 0 | 0 | 0 | 0 | 0 | 0 | 0 | 0 | 0 | 0 | 0 | 0 | 0 | 0 | 0 | 0 | 0 | 0 | 0 | 0 | 0
2020-05-04 20:02 | 0.00 | 0 | 0 | 0 | 0 | 0 | 0 | 0 | 0 | 0 | 0 | 0 | 0 | 0 | 0 | 0 | 0 | 0 | 0 | 0 | 0 | 0 | 0
2020-05-04 20:03 | 0.00 | 0 | 0 | 0 | 0 | 0 | 0 | 0 | 0 | 0 | 0 | 0 | 0 | 0 | 0 | 0 | 0 | 0 | 0 | 0 | 0 | 0 | 0
2020-05-04 20:04 | 0.00 | 0 | 0 | 0 | 0 | 0 | 0 | 0 | 0 | 0 | 0 | 0 | 0 | 0 | 0 | 0 | 0 | 0 | 0 | 0 | 0 | 0 | 0
2020-05-04 20:05 | 0.00 | 0 | 0 | 0 | 0 | 0 | 0 | 0 | 0 | 0 | 0 | 0 | 0 | 0 | 0 | 0 | 0 | 0 | 0 | 0 | 0 | 0 | 0
2020-05-04 20:06 | 0.00 | 0.090514 | 0.088433 | 0.08967 | 0.09053 | 0.083074 | 0.090253 | 0.089739 | 0.075578 | 0.088081 | 0.10967 | 0.074883 | 0.079982 | 0.076349 | 0.068967 | 0.10689 | 0.366 | 0.049066 | 0.074903 | 0.074903 | 0.068967 | 0.055767 | 0.043712
2020-05-04 20:07 | 0.00 | 45.285 | 52.9353 | 37.4026 | 67.7774 | 37.3655 | 51.5253 | 90.4431 | 37.3233 | 50.4422 | 37.5146 | 31.707 | 37.3481 | 9.3614 | 8.9231 | 37.4991 | 38.8642 | 82.8893 | 83.0038 | 83.0038 | 8.9231 | 69.5879 | 7.0829
2020-05-04 20:08 | 0.00 | 128.1277 | 129.2675 | 113.3188 | 151.1421 | 113.296 | 139.0483 | 177.0105 | 113.2697 | 125.7925 | 113.3855 | 104.5664 | 113.2852 | 55.045 | 53.9899 | 113.3764 | 113.6925 | 176.5987 | 176.6023 | 176.6023 | 53.9899 | 160.2526 | 49.0747
2020-05-04 20:09 | 0.00 | 197.8548 | 187.2945 | 180.1664 | 209.4692 | 180.1681 | 210.6567 | 228.6393 | 180.169 | 184.0845 | 180.1557 | 171.9452 | 180.1686 | 115.5088 | 114.6446 | 180.1577 | 178.6828 | 239.7356 | 239.6133 | 239.6133 | 114.6446 | 225.9553 | 110.6302
2020-05-04 20:10 | 0.00 | 246.2514 | 224.4883 | 226.8676 | 245.5692 | 226.8932 | 260.3829 | 256.8537 | 226.9207 | 221.7772 | 226.7811 | 219.8732 | 226.9048 | 163.4454 | 162.9739 | 226.7939 | 223.8825 | 279.4782 | 279.2557 | 279.2557 | 162.9739 | 268.8158 | 160.8822
2020-05-04 20:11 | 0.00 | 261.3127 | 232.574 | 242.961 | 249.934 | 242.9964 | 274.8224 | 252.5735 | 243.0346 | 230.6667 | 242.8437 | 237.9262 | 243.0124 | 189.6513 | 189.5918 | 242.8609 | 239.869 | 282.8074 | 282.5746 | 282.5746 | 189.5918 | 276.2203 | 189.4917
2020-05-04 20:12 | 0.00 | 281.058 | 239.2395 | 259.7675 | 256.3821 | 259.8136 | 297.4055 | 250.867 | 259.8638 | 237.761 | 259.6163 | 255.6529 | 259.8346 | 206.115 | 206.4474 | 259.6384 | 256.7147 | 295.9684 | 295.6994 | 295.6994 | 206.4474 | 291.7149 | 208.2845
2020-05-04 20:13 | 0.00 | 267.3378 | 216.0164 | 245.3857 | 230.6611 | 245.4225 | 284.9177 | 216.2404 | 245.4623 | 215.2278 | 245.264 | 242.773 | 245.4392 | 198.3187 | 199.022 | 245.2819 | 242.2859 | 272.9866 | 272.7817 | 272.7817 | 199.022 | 271.8916 | 202.6784
2020-05-04 20:14 | 0.00 | 232.9946 | 173.0824 | 210.8246 | 184.5637 | 210.8413 | 251.7093 | 161.023 | 210.859 | 173.0565 | 210.7662 | 209.8188 | 210.8488 | 172.1345 | 173.1773 | 210.775 | 208.2471 | 229.0161 | 228.9181 | 228.9181 | 173.1773 | 231.1528 | 178.5012
2020-05-04 20:15 | 0.00 | 176.1077 | 110.7053 | 154.6758 | 118.108 | 154.6668 | 195.4575 | 87.3917 | 154.6559 | 111.4571 | 154.6988 | 155.352 | 154.6624 | 126.7145 | 128.0215 | 154.696 | 154.0005 | 162.6397 | 162.6656 | 162.6656 | 128.0215 | 167.8774 | 134.6454
2020-05-04 20:16 | 0.00 | 101.7038 | 41.6984 | 83.2388 | 44.2405 | 83.2088 | 120.1654 | 19.8934 | 83.1744 | 42.8493 | 83.3287 | 85.3612 | 83.1946 | 68.5518 | 69.8992 | 83.3163 | 84.1681 | 81.3324 | 81.4521 | 81.4521 | 69.8992 | 88.5875 | 76.7605
2020-05-04 20:17 | 0.00 | 24.5099 | 4.3336 | 16.6735 | 4.3491 | 16.6346 | 34.0848 | 3.353 | 16.5968 | 4.5276 | 16.7914 | 18.1365 | 16.6184 | 14.549 | 15.1616 | 16.775 | 18.2746 | 12.9126 | 13.04 | 13.04 | 15.1616 | 16.4363 | 18.4715
2020-05-04 20:18 | 0.00 | 0 | 0 | 0 | 0 | 0 | 0 | 0 | 0 | 0 | 0 | 0 | 0 | 0 | 0 | 0 | 0 | 0 | 0 | 0 | 0 | 0 | 0
2020-05-04 20:19 | 0.00 | 0 | 0 | 0 | 0 | 0 | 0 | 0 | 0 | 0 | 0 | 0 | 0 | 0 | 0 | 0 | 0 | 0 | 0 | 0 | 0 | 0 | 0
2020-05-04 20:20 | 0.00 | 0 | 0 | 0 | 0 | 0 | 0 | 0 | 0 | 0 | 0 | 0 | 0 | 0 | 0 | 0 | 0 | 0 | 0 | 0 | 0 | 0 | 0
2020-05-04 20:21 | 0.00 | 0 | 0 | 0 | 0 | 0 | 0 | 0 | 0 | 0 | 0 | 0 | 0 | 0 | 0 | 0 | 0 | 0 | 0 | 0 | 0 | 0 | 0
2020-05-04 20:22 | 0.00 | 0 | 0 | 0 | 0 | 0 | 0 | 0 | 0 | 0 | 0 | 0 | 0 | 0 | 0 | 0 | 0 | 0 | 0 | 0 | 0 | 0 | 0
2020-05-04 20:23 | 0.00 | 0 | 0 | 0 | 0 | 0 | 0 | 0 | 0 | 0 | 0 | 0 | 0 | 0 | 0 | 0 | 0 | 0 | 0 | 0 | 0 | 0 | 0
2020-05-04 20:24 | 0.00 | 0 | 0 | 0 | 0 | 0 | 0 | 0 | 0 | 0 | 0 | 0 | 0 | 0 | 0 | 0 | 0 | 0 | 0 | 0 | 0 | 0 | 0
2020-05-04 20:25 | 0.00 | 0 | 0 | 0 | 0 | 0 | 0 | 0 | 0 | 0 | 0 | 0 | 0 | 0 | 0 | 0 | 0 | 0 | 0 | 0 | 0 | 0 | 0
2020-05-04 20:26 | 0.00 | 0 | 0 | 0 | 0 | 0 | 0 | 0 | 0 | 0 | 0 | 0 | 0 | 0 | 0 | 0 | 0 | 0 | 0 | 0 | 0 | 0 | 0
2020-05-04 20:27 | 0.00 | 0 | 0 | 0 | 0 | 0 | 0 | 0 | 0 | 0 | 0 | 0 | 0 | 0 | 0 | 0 | 0 | 0 | 0 | 0 | 0 | 0 | 0
2020-05-04 20:28 | 0.00 | 0 | 0 | 0 | 0 | 0 | 0 | 0 | 0 | 0 | 0 | 0 | 0 | 0 | 0 | 0 | 0 | 0 | 0 | 0 | 0 | 0 | 0
2020-05-04 20:29 | 0.00 | 0 | 0 | 0 | 0 | 0 | 0 | 0 | 0 | 0 | 0 | 0 | 0 | 0 | 0 | 0 | 0 | 0 | 0 | 0 | 0 | 0 | 0
2020-05-04 20:30 | 0.00 | 0.076841 | 0.077487 | 0.074734 | 0.08286 | 0.068137 | 0.078187 | 0.08884 | 0.060641 | 0.07658 | 0.094736 | 0.059116 | 0.065045 | 0.060316 | 0.052934 | 0.091958 | 0.35021 | 0.045332 | 0.071169 | 0.071169 | 0.052934 | 0.04809 | 0.027678
2020-05-04 20:31 | 0.00 | 45.9457 | 54.2145 | 38.0845 | 69.3161 | 38.0475 | 52.1081 | 92.6533 | 38.0054 | 51.6646 | 38.1965 | 32.2842 | 38.0301 | 9.6661 | 9.2181 | 38.181 | 39.5442 | 84.3662 | 84.4809 | 84.4809 | 9.2181 | 70.77 | 7.3216
2020-05-04 20:32 | 0.00 | 127.5391 | 129.0099 | 113.1373 | 150.4505 | 113.1145 | 138.0585 | 175.9283 | 113.0882 | 125.5932 | 113.2041 | 104.5278 | 113.1038 | 55.7977 | 54.7469 | 113.195 | 113.5126 | 175.0836 | 175.0896 | 175.0896 | 54.7469 | 159.0708 | 49.8458
2020-05-04 20:33 | 0.00 | 196.8756 | 186.7615 | 179.5738 | 208.5798 | 179.5752 | 209.3093 | 227.5414 | 179.5758 | 183.5966 | 179.5639 | 171.47 | 179.5756 | 115.9359 | 115.0783 | 179.5658 | 178.1096 | 238.1117 | 237.9931 | 237.9931 | 115.0783 | 224.5573 | 111.091
2020-05-04 20:34 | 0.00 | 246.7863 | 225.432 | 227.7012 | 246.2617 | 227.7274 | 260.6108 | 257.4302 | 227.7554 | 222.7487 | 227.6132 | 220.7805 | 227.7392 | 164.9148 | 164.4448 | 227.6262 | 224.7089 | 279.549 | 279.3262 | 279.3262 | 164.4448 | 269.0603 | 162.3565
2020-05-04 20:35 | 0.00 | 274.6084 | 242.9136 | 254.3792 | 262.0227 | 254.4218 | 289.5834 | 264.9698 | 254.468 | 240.814 | 254.2393 | 248.8537 | 254.4411 | 195.6569 | 195.5967 | 254.2598 | 251.3019 | 298.3609 | 298.0849 | 298.0849 | 195.5967 | 291.052 | 195.5111
2020-05-04 20:36 | 0.00 | 214.2403 | 196.8847 | 205.3637 | 204.6383 | 205.3801 | 219.8932 | 202.2083 | 205.3973 | 196.1683 | 205.3064 | 203.3674 | 205.3873 | 179.8228 | 179.9212 | 205.3151 | 203.4177 | 219.6788 | 219.5822 | 219.5822 | 179.9212 | 218.5328 | 180.4966
2020-05-04 20:37 | 0.00 | 172.0242 | 161.8645 | 168.3635 | 164.474 | 168.3608 | 173.5326 | 160.1122 | 168.3567 | 161.7501 | 168.3669 | 167.8872 | 168.3592 | 157.8585 | 157.9931 | 168.3669 | 167.2393 | 169.7396 | 169.7503 | 169.7503 | 157.9931 | 171.1441 | 158.7033
2020-05-04 20:38 | 0.00 | 93.4125 | 93.0379 | 93.7185 | 93.1165 | 93.6913 | 91.989 | 92.007 | 93.6601 | 93.0359 | 93.7993 | 93.6264 | 93.6785 | 91.8633 | 91.8379 | 93.7882 | 94.4291 | 90.9971 | 91.1074 | 91.1074 | 91.8379 | 92.1628 | 91.7581
2020-05-04 20:39 | 0.00 | 50.9423 | 50.9008 | 51.1882 | 50.9035 | 51.1523 | 50.0738 | 50.3226 | 51.1114 | 50.901 | 51.2966 | 51.098 | 51.1354 | 50.2411 | 50.2012 | 51.2816 | 52.5618 | 49.4315 | 49.5734 | 49.5734 | 50.2012 | 50.1144 | 50.0647
2020-05-04 20:40 | 0.00 | 19.9922 | 19.9629 | 20.0889 | 19.9632 | 20.05 | 19.6475 | 19.7174 | 20.0059 | 19.963 | 20.2066 | 20.0001 | 20.0318 | 19.6728 | 19.6295 | 20.1902 | 21.6863 | 19.2212 | 19.3737 | 19.3737 | 19.6295 | 19.523 | 19.4813
2020-05-04 20:41 | 0.00 | 3.1385 | 2.8911 | 2.9896 | 2.8911 | 2.9567 | 3.6087 | 2.8391 | 2.9192 | 2.8912 | 3.0895 | 2.9421 | 2.9412 | 2.8855 | 2.858 | 3.0756 | 4.4872 | 2.6243 | 2.7533 | 2.7533 | 2.858 | 2.7381 | 2.7844
2020-05-04 20:42 | 0.00 | 0 | 0 | 0 | 0 | 0 | 0 | 0 | 0 | 0 | 0 | 0 | 0 | 0 | 0 | 0 | 0 | 0 | 0 | 0 | 0 | 0 | 0
2020-05-04 20:43 | 0.00 | 0 | 0 | 0 | 0 | 0 | 0 | 0 | 0 | 0 | 0 | 0 | 0 | 0 | 0 | 0 | 0 | 0 | 0 | 0 | 0 | 0 | 0
2020-05-04 20:44 | 0.00 | 0 | 0 | 0 | 0 | 0 | 0 | 0 | 0 | 0 | 0 | 0 | 0 | 0 | 0 | 0 | 0 | 0 | 0 | 0 | 0 | 0 | 0
2020-05-04 20:45 | 0.00 | 0 | 0 | 0 | 0 | 0 | 0 | 0 | 0 | 0 | 0 | 0 | 0 | 0 | 0 | 0 | 0 | 0 | 0 | 0 | 0 | 0 | 0
2020-05-04 20:46 | 0.00 | 0 | 0 | 0 | 0 | 0 | 0 | 0 | 0 | 0 | 0 | 0 | 0 | 0 | 0 | 0 | 0 | 0 | 0 | 0 | 0 | 0 | 0
2020-05-04 20:47 | 0.00 | 0 | 0 | 0 | 0 | 0 | 0 | 0 | 0 | 0 | 0 | 0 | 0 | 0 | 0 | 0 | 0 | 0 | 0 | 0 | 0 | 0 | 0
2020-05-04 20:48 | 0.00 | 0 | 0 | 0 | 0 | 0 | 0 | 0 | 0 | 0 | 0 | 0 | 0 | 0 | 0 | 0 | 0 | 0 | 0 | 0 | 0 | 0 | 0
2020-05-04 20:49 | 0.00 | 0 | 0 | 0 | 0 | 0 | 0 | 0 | 0 | 0 | 0 | 0 | 0 | 0 | 0 | 0 | 0 | 0 | 0 | 0 | 0 | 0 | 0
2020-05-04 20:50 | 0.00 | 0 | 0 | 0 | 0 | 0 | 0 | 0 | 0 | 0 | 0 | 0 | 0 | 0 | 0 | 0 | 0 | 0 | 0 | 0 | 0 | 0 | 0
2020-05-04 20:51 | 0.00 | 0 | 0 | 0 | 0 | 0 | 0 | 0 | 0 | 0 | 0 | 0 | 0 | 0 | 0 | 0 | 0 | 0 | 0 | 0 | 0 | 0 | 0
2020-05-04 20:52 | 0.00 | 0 | 0 | 0 | 0 | 0 | 0 | 0 | 0 | 0 | 0 | 0 | 0 | 0 | 0 | 0 | 0 | 0 | 0 | 0 | 0 | 0 | 0
2020-05-04 20:53 | 0.00 | 0 | 0 | 0 | 0 | 0 | 0 | 0 | 0 | 0 | 0 | 0 | 0 | 0 | 0 | 0 | 0 | 0 | 0 | 0 | 0 | 0 | 0
2020-05-04 20:54 | 0.00 | 0.16814 | 0.1646 | 0.16834 | 0.16483 | 0.16175 | 0.16586 | 0.15953 | 0.15425 | 0.16456 | 0.18834 | 0.154 | 0.15866 | 0.15448 | 0.1471 | 0.18557 | 0.48678 | 0.11949 | 0.14533 | 0.14533 | 0.1471 | 0.12923 | 0.12185
2020-05-04 20:55 | 0.00 | 46.341 | 54.8235 | 38.7751 | 69.5947 | 38.7381 | 52.1908 | 92.6211 | 38.696 | 52.3179 | 38.8869 | 33.0748 | 38.7208 | 10.7427 | 10.2876 | 38.8714 | 40.2312 | 84.0006 | 84.1162 | 84.1162 | 10.2876 | 70.6772 | 8.3536
2020-05-04 20:56 | 0.00 | 126.6886 | 128.4725 | 112.8679 | 149.2473 | 112.8451 | 136.6784 | 174.0897 | 112.8187 | 125.1535 | 112.9349 | 104.5077 | 112.8342 | 57.2214 | 56.1895 | 112.9258 | 113.2485 | 172.808 | 172.8177 | 172.8177 | 56.1895 | 157.2827 | 51.3709
2020-05-04 20:57 | 0.00 | 197.586 | 187.8732 | 180.6126 | 209.411 | 180.6145 | 209.6855 | 228.2226 | 180.6156 | 184.7425 | 180.6013 | 172.6008 | 180.6151 | 117.7524 | 116.8991 | 180.6034 | 179.113 | 238.3028 | 238.1838 | 238.1838 | 116.8991 | 224.9356 | 112.928
2020-05-04 20:58 | 0.00 | 246.7526 | 225.8263 | 227.9648 | 246.4122 | 227.991 | 260.2771 | 257.49 | 228.0192 | 223.1698 | 227.8762 | 221.1146 | 228.0029 | 165.8441 | 165.3751 | 227.8894 | 224.9601 | 279.0967 | 278.8753 | 278.8753 | 165.3751 | 268.7627 | 163.2874
2020-05-04 20:59 | 0.00 | 276.3473 | 244.5975 | 256.0964 | 263.7496 | 256.1401 | 291.2823 | 266.6622 | 256.1876 | 242.4935 | 255.9529 | 250.5587 | 256.1599 | 197.2093 | 197.1495 | 255.9739 | 253.0269 | 300.086 | 299.8049 | 299.8049 | 197.1495 | 292.802 | 197.0639
2020-05-04 21:00 | 0.00 | 283.3489 | 241.7835 | 262.2891 | 258.7369 | 262.3368 | 299.3999 | 253.0383 | 262.3889 | 240.3276 | 262.1325 | 258.2322 | 262.3586 | 209.0282 | 209.3638 | 262.1554 | 259.2494 | 297.7773 | 297.503 | 297.503 | 209.3638 | 293.7259 | 211.2115
2020-05-04 21:01 | 0.00 | 269.2534 | 218.4671 | 247.6867 | 232.7596 | 247.7249 | 286.4181 | 218.141 | 247.7664 | 217.7168 | 247.5604 | 245.1697 | 247.7423 | 201.4503 | 202.1542 | 247.5789 | 244.5921 | 274.2033 | 273.9951 | 273.9951 | 202.1542 | 273.3899 | 205.8069
2020-05-04 21:02 | 0.00 | 233.2162 | 174.4314 | 211.6691 | 185.4277 | 211.6863 | 251.3088 | 161.8827 | 211.7044 | 174.4465 | 211.6093 | 210.7739 | 211.694 | 174.1927 | 175.2261 | 211.6183 | 209.0705 | 228.4923 | 228.3954 | 228.3954 | 175.2261 | 230.9228 | 180.4955
2020-05-04 21:03 | 0.00 | 178.4688 | 114.1172 | 157.6382 | 121.058 | 157.6303 | 197.197 | 90.2833 | 157.6207 | 114.9085 | 157.6576 | 158.4229 | 157.6264 | 130.7649 | 132.064 | 157.6553 | 156.8767 | 164.1834 | 164.2071 | 164.2071 | 132.064 | 169.7519 | 138.6419
2020-05-04 21:04 | 0.00 | 101.1014 | 45.5656 | 84.3603 | 47.5742 | 84.3303 | 117.765 | 24.3492 | 84.296 | 46.6922 | 84.4498 | 86.4577 | 84.3162 | 71.5257 | 72.7872 | 84.4375 | 85.2829 | 81.0785 | 81.1991 | 81.1991 | 72.7872 | 88.2469 | 79.2051
2020-05-04 21:05 | 0.00 | 24.907 | 9.0847 | 18.8346 | 9.0504 | 18.7958 | 32.3466 | 8.3482 | 18.7517 | 9.2291 | 18.9521 | 20.0805 | 18.7776 | 17.5907 | 18.0932 | 18.9358 | 20.4267 | 15.0253 | 15.1523 | 15.1523 | 18.0932 | 17.9859 | 20.8161
2020-05-04 21:06 | 0.00 | 0 | 0 | 0 | 0 | 0 | 0 | 0 | 0 | 0 | 0 | 0 | 0 | 0 | 0 | 0 | 0 | 0 | 0 | 0 | 0 | 0 | 0
2020-05-04 21:07 | 0.00 | 0 | 0 | 0 | 0 | 0 | 0 | 0 | 0 | 0 | 0 | 0 | 0 | 0 | 0 | 0 | 0 | 0 | 0 | 0 | 0 | 0 | 0
2020-05-04 21:08 | 0.00 | 0 | 0 | 0 | 0 | 0 | 0 | 0 | 0 | 0 | 0 | 0 | 0 | 0 | 0 | 0 | 0 | 0 | 0 | 0 | 0 | 0 | 0
2020-05-04 21:09 | 0.00 | 0 | 0 | 0 | 0 | 0 | 0 | 0 | 0 | 0 | 0 | 0 | 0 | 0 | 0 | 0 | 0 | 0 | 0 | 0 | 0 | 0 | 0
2020-05-04 21:10 | 0.00 | 0 | 0 | 0 | 0 | 0 | 0 | 0 | 0 | 0 | 0 | 0 | 0 | 0 | 0 | 0 | 0 | 0 | 0 | 0 | 0 | 0 | 0
2020-05-04 21:11 | 0.00 | 0 | 0 | 0 | 0 | 0 | 0 | 0 | 0 | 0 | 0 | 0 | 0 | 0 | 0 | 0 | 0 | 0 | 0 | 0 | 0 | 0 | 0
2020-05-04 21:12 | 0.00 | 0 | 0 | 0 | 0 | 0 | 0 | 0 | 0 | 0 | 0 | 0 | 0 | 0 | 0 | 0 | 0 | 0 | 0 | 0 | 0 | 0 | 0
2020-05-04 21:13 | 0.00 | 0 | 0 | 0 | 0 | 0 | 0 | 0 | 0 | 0 | 0 | 0 | 0 | 0 | 0 | 0 | 0 | 0 | 0 | 0 | 0 | 0 | 0
2020-05-04 21:14 | 0.00 | 0 | 0 | 0 | 0 | 0 | 0 | 0 | 0 | 0 | 0 | 0 | 0 | 0 | 0 | 0 | 0 | 0 | 0 | 0 | 0 | 0 | 0
2020-05-04 21:15 | 0.00 | 0 | 0 | 0 | 0 | 0 | 0 | 0 | 0 | 0 | 0 | 0 | 0 | 0 | 0 | 0 | 0 | 0 | 0 | 0 | 0 | 0 | 0
2020-05-04 21:16 | 0.00 | 0 | 0 | 0 | 0 | 0 | 0 | 0 | 0 | 0 | 0 | 0 | 0 | 0 | 0 | 0 | 0 | 0 | 0 | 0 | 0 | 0 | 0
2020-05-04 21:17 | 0.00 | 0 | 0 | 0 | 0 | 0 | 0 | 0 | 0 | 0 | 0 | 0 | 0 | 0 | 0 | 0 | 0 | 0 | 0 | 0 | 0 | 0 | 0
2020-05-04 21:18 | 0.00 | 0.37651 | 0.37345 | 0.37765 | 0.37421 | 0.37106 | 0.37058 | 0.36757 | 0.36356 | 0.37332 | 0.39764 | 0.3631 | 0.36797 | 0.35965 | 0.35227 | 0.39486 | 0.76382 | 0.32391 | 0.34973 | 0.34973 | 0.35227 | 0.33584 | 0.32703
2020-05-04 21:19 | 0.00 | 31.7255 | 35.1842 | 28.8473 | 41.0043 | 28.8092 | 33.7469 | 50.0304 | 28.7659 | 34.1946 | 28.9627 | 26.529 | 28.7913 | 17.2178 | 16.989 | 28.9467 | 30.3881 | 46.1288 | 46.2703 | 46.2703 | 16.989 | 41.0437 | 16.0806
2020-05-04 21:20 | 0.00 | 70.4623 | 71.6718 | 65.9348 | 78.9847 | 65.9015 | 73.3471 | 87.8622 | 65.8635 | 70.4944 | 66.035 | 62.9406 | 65.8858 | 46.4178 | 46.0247 | 66.0212 | 67.1125 | 86.2355 | 86.347 | 86.347 | 46.0247 | 80.9592 | 44.2204
2020-05-04 21:21 | 0.00 | 123.6474 | 120.8967 | 118.2716 | 128.3099 | 118.2519 | 126.7328 | 134.603 | 118.2289 | 119.8123 | 118.3289 | 115.4638 | 118.2425 | 96.4162 | 96.0994 | 118.3212 | 118.4193 | 136.6468 | 136.6981 | 136.6981 | 96.0994 | 132.5414 | 94.6465
2020-05-04 21:22 | 0.00 | 180.4075 | 171.0986 | 172.8774 | 179.592 | 172.8776 | 184.9016 | 183.0068 | 172.8768 | 170.0316 | 172.8714 | 170.078 | 172.8774 | 146.5247 | 146.3483 | 172.8728 | 171.632 | 191.7416 | 191.705 | 191.705 | 146.3483 | 188.4274 | 145.584
2020-05-04 21:23 | 0.00 | 271.2526 | 241.8811 | 252.5733 | 259.5838 | 252.6146 | 284.8603 | 262.1039 | 252.6596 | 239.9409 | 252.437 | 247.4527 | 252.6334 | 198.1777 | 198.124 | 252.4569 | 249.4923 | 292.9748 | 292.7145 | 292.7145 | 198.124 | 286.3778 | 198.0469
2020-05-04 21:24 | 0.00 | 275.2822 | 238.1493 | 256.5583 | 253.1882 | 256.6023 | 289.3338 | 247.7834 | 256.6502 | 236.8649 | 256.4136 | 252.9515 | 256.6223 | 209.0724 | 209.3716 | 256.4347 | 253.4967 | 287.6099 | 287.3646 | 287.3646 | 209.3716 | 284.2804 | 211.0122
2020-05-04 21:25 | 0.00 | 256.6815 | 216.5864 | 239.7404 | 227.8078 | 239.774 | 269.7411 | 215.9233 | 239.8103 | 215.9958 | 239.6287 | 237.7368 | 239.7892 | 202.6887 | 203.2373 | 239.6451 | 236.701 | 259.6542 | 259.4819 | 259.4819 | 203.2373 | 259.5161 | 206.0781
2020-05-04 21:26 | 0.00 | 230.1349 | 175.9294 | 210.3568 | 185.8736 | 210.3733 | 246.6237 | 163.9269 | 210.3905 | 175.9653 | 210.2994 | 209.5775 | 210.3806 | 175.9471 | 176.9002 | 210.308 | 207.76 | 225.0291 | 224.9401 | 224.9401 | 176.9002 | 227.605 | 181.759
2020-05-04 21:27 | 0.00 | 174.5677 | 114.8683 | 155.3312 | 121.1265 | 155.3224 | 191.8066 | 92.3942 | 155.3117 | 115.6228 | 155.3536 | 156.1092 | 155.3181 | 130.5894 | 131.7961 | 155.3509 | 154.6413 | 160.623 | 160.6524 | 160.6524 | 131.7961 | 166.0754 | 137.9091
2020-05-04 21:28 | 0.00 | 86.4924 | 52.7376 | 76.4845 | 53.8919 | 76.4529 | 96.2123 | 39.1409 | 76.4168 | 53.4366 | 76.5791 | 77.7523 | 76.438 | 68.4168 | 69.1704 | 76.5661 | 77.5292 | 73.3935 | 73.52 | 73.52 | 69.1704 | 78.1533 | 73.0291
2020-05-04 21:29 | 0.00 | 21.636 | 9.914 | 17.501 | 9.8773 | 17.4621 | 26.4809 | 9.0126 | 17.4179 | 10.0543 | 17.6188 | 18.3246 | 17.4438 | 16.4358 | 16.7691 | 17.6025 | 19.1019 | 14.5108 | 14.6638 | 14.6638 | 16.7691 | 16.7513 | 18.5778
2020-05-04 21:30 | 0.00 | 0 | 0 | 0 | 0 | 0 | 0 | 0 | 0 | 0 | 0 | 0 | 0 | 0 | 0 | 0 | 0 | 0 | 0 | 0 | 0 | 0 | 0
2020-05-04 21:31 | 0.00 | 0 | 0 | 0 | 0 | 0 | 0 | 0 | 0 | 0 | 0 | 0 | 0 | 0 | 0 | 0 | 0 | 0 | 0 | 0 | 0 | 0 | 0
2020-05-04 21:32 | 0.00 | 0 | 0 | 0 | 0 | 0 | 0 | 0 | 0 | 0 | 0 | 0 | 0 | 0 | 0 | 0 | 0 | 0 | 0 | 0 | 0 | 0 | 0
2020-05-04 21:33 | 0.00 | 0 | 0 | 0 | 0 | 0 | 0 | 0 | 0 | 0 | 0 | 0 | 0 | 0 | 0 | 0 | 0 | 0 | 0 | 0 | 0 | 0 | 0
2020-05-04 21:34 | 0.00 | 0 | 0 | 0 | 0 | 0 | 0 | 0 | 0 | 0 | 0 | 0 | 0 | 0 | 0 | 0 | 0 | 0 | 0 | 0 | 0 | 0 | 0
2020-05-04 21:35 | 0.00 | 0 | 0 | 0 | 0 | 0 | 0 | 0 | 0 | 0 | 0 | 0 | 0 | 0 | 0 | 0 | 0 | 0 | 0 | 0 | 0 | 0 | 0
2020-05-04 21:36 | 0.00 | 0 | 0 | 0 | 0 | 0 | 0 | 0 | 0 | 0 | 0 | 0 | 0 | 0 | 0 | 0 | 0 | 0 | 0 | 0 | 0 | 0 | 0
2020-05-04 21:37 | 0.00 | 0 | 0 | 0 | 0 | 0 | 0 | 0 | 0 | 0 | 0 | 0 | 0 | 0 | 0 | 0 | 0 | 0 | 0 | 0 | 0 | 0 | 0
2020-05-04 21:38 | 0.00 | 0 | 0 | 0 | 0 | 0 | 0 | 0 | 0 | 0 | 0 | 0 | 0 | 0 | 0 | 0 | 0 | 0 | 0 | 0 | 0 | 0 | 0
2020-05-04 21:39 | 0.00 | 0 | 0 | 0 | 0 | 0 | 0 | 0 | 0 | 0 | 0 | 0 | 0 | 0 | 0 | 0 | 0 | 0 | 0 | 0 | 0 | 0 | 0
2020-05-04 21:40 | 0.00 | 0 | 0 | 0 | 0 | 0 | 0 | 0 | 0 | 0 | 0 | 0 | 0 | 0 | 0 | 0 | 0 | 0 | 0 | 0 | 0 | 0 | 0
2020-05-04 21:41 | 0.00 | 0 | 0 | 0 | 0 | 0 | 0 | 0 | 0 | 0 | 0 | 0 | 0 | 0 | 0 | 0 | 0 | 0 | 0 | 0 | 0 | 0 | 0
2020-05-04 21:42 | 0.00 | 0.33429 | 0.33266 | 0.33466 | 0.33498 | 0.32807 | 0.32971 | 0.332 | 0.32057 | 0.33226 | 0.35465 | 0.31969 | 0.32498 | 0.31657 | 0.30919 | 0.35188 | 0.72927 | 0.28732 | 0.31315 | 0.31315 | 0.30919 | 0.29694 | 0.28395
2020-05-04 21:43 | 0.00 | 49.0115 | 58.2825 | 41.631 | 73.1005 | 41.5943 | 54.5422 | 96.5062 | 41.5526 | 55.7442 | 41.7418 | 35.8337 | 41.5771 | 12.7633 | 12.2498 | 41.7264 | 43.0623 | 86.921 | 87.0343 | 87.0343 | 12.2498 | 73.547 | 10.1048
2020-05-04 21:44 | 0.00 | 133.3293 | 135.9552 | 119.4835 | 157.1899 | 119.4627 | 143.1205 | 182.925 | 119.4385 | 132.5428 | 119.5443 | 110.9003 | 119.4527 | 62.4295 | 61.3491 | 119.5361 | 119.7152 | 180.6394 | 180.6356 | 180.6356 | 61.3491 | 164.7391 | 56.2894
2020-05-04 21:45 | 0.00 | 203.7903 | 194.6339 | 186.9531 | 216.3042 | 186.9579 | 215.5951 | 235.4766 | 186.9623 | 191.4717 | 186.9325 | 178.8778 | 186.9599 | 123.828 | 122.9596 | 186.9359 | 185.2309 | 244.8757 | 244.7414 | 244.7414 | 122.9596 | 231.412 | 118.909
2020-05-04 21:46 | 0.00 | 254.3903 | 233.6184 | 235.5975 | 254.3786 | 235.6283 | 267.7511 | 265.6209 | 235.6616 | 230.9373 | 235.4946 | 228.6934 | 235.6423 | 173.2325 | 172.7601 | 235.5097 | 232.5255 | 287.0626 | 286.8189 | 286.8189 | 172.7601 | 276.6576 | 170.648
2020-05-04 21:47 | 0.00 | 284.5 | 252.5469 | 264.1381 | 271.8467 | 264.1871 | 299.3742 | 274.6739 | 264.2406 | 250.4291 | 263.9774 | 258.5608 | 264.2095 | 204.8529 | 204.7952 | 264.0009 | 261.1128 | 308.318 | 308.0121 | 308.0121 | 204.7952 | 301.069 | 204.7121
2020-05-04 21:48 | 0.00 | 289.5107 | 247.7594 | 268.4312 | 264.653 | 268.4832 | 305.4659 | 258.6687 | 268.54 | 246.3179 | 268.2613 | 264.3945 | 268.5069 | 215.2381 | 215.5785 | 268.2861 | 265.433 | 303.5972 | 303.3055 | 303.3055 | 215.5785 | 299.733 | 217.4415
2020-05-04 21:49 | 0.00 | 272.562 | 222.5037 | 251.4149 | 236.3527 | 251.4556 | 289.2869 | 221.6085 | 251.4997 | 221.796 | 251.2809 | 248.9975 | 251.474 | 206.2321 | 206.929 | 251.3005 | 248.3325 | 276.7291 | 276.5139 | 276.5139 | 206.929 | 276.2502 | 210.537
2020-05-04 21:50 | 0.00 | 238.8855 | 181.8812 | 218.1445 | 192.2208 | 218.1653 | 256.1769 | 169.0151 | 218.1874 | 181.9352 | 218.0734 | 217.3699 | 218.1746 | 182.2107 | 183.2191 | 218.084 | 215.3579 | 233.2481 | 233.1405 | 233.1405 | 183.2191 | 236.0662 | 188.354
2020-05-04 21:51 | 0.00 | 179.6791 | 120.0622 | 160.5922 | 126.1085 | 160.5855 | 196.7336 | 97.1832 | 160.5771 | 120.8424 | 160.6079 | 161.4395 | 160.5822 | 136.2045 | 137.4173 | 160.6062 | 159.7428 | 165.1019 | 165.1243 | 165.1243 | 137.4173 | 170.8138 | 143.557
2020-05-04 21:52 | 0.00 | 102.238 | 48.2357 | 86.2182 | 49.9299 | 86.1888 | 118.1281 | 26.6612 | 86.1551 | 49.3781 | 86.306 | 88.3617 | 86.1749 | 74.2818 | 75.5204 | 86.2939 | 87.0978 | 81.8328 | 81.9522 | 81.9522 | 75.5204 | 89.1687 | 81.8162
2020-05-04 21:53 | 0.00 | 24.3706 | 7.0651 | 18.2398 | 6.9889 | 18.201 | 31.6696 | 5.867 | 18.1569 | 7.2688 | 18.3574 | 19.5442 | 18.1828 | 17.0206 | 17.5449 | 18.341 | 19.8336 | 13.9196 | 14.0713 | 14.0713 | 17.5449 | 17.1584 | 20.3492
2020-05-04 21:54 | 0.00 | 0 | 0 | 0 | 0 | 0 | 0 | 0 | 0 | 0 | 0 | 0 | 0 | 0 | 0 | 0 | 0 | 0 | 0 | 0 | 0 | 0 | 0
2020-05-04 21:55 | 0.00 | 0 | 0 | 0 | 0 | 0 | 0 | 0 | 0 | 0 | 0 | 0 | 0 | 0 | 0 | 0 | 0 | 0 | 0 | 0 | 0 | 0 | 0
2020-05-04 21:56 | 0.00 | 0 | 0 | 0 | 0 | 0 | 0 | 0 | 0 | 0 | 0 | 0 | 0 | 0 | 0 | 0 | 0 | 0 | 0 | 0 | 0 | 0 | 0
2020-05-04 21:57 | 0.00 | 0 | 0 | 0 | 0 | 0 | 0 | 0 | 0 | 0 | 0 | 0 | 0 | 0 | 0 | 0 | 0 | 0 | 0 | 0 | 0 | 0 | 0
2020-05-04 21:58 | 0.00 | 0 | 0 | 0 | 0 | 0 | 0 | 0 | 0 | 0 | 0 | 0 | 0 | 0 | 0 | 0 | 0 | 0 | 0 | 0 | 0 | 0 | 0
2020-05-04 21:59 | 0.00 | 0 | 0 | 0 | 0 | 0 | 0 | 0 | 0 | 0 | 0 | 0 | 0 | 0 | 0 | 0 | 0 | 0 | 0 | 0 | 0 | 0 | 0
2020-05-04 22:00 | 0.00 | 0 | 0 | 0 | 0 | 0 | 0 | 0 | 0 | 0 | 0 | 0 | 0 | 0 | 0 | 0 | 0 | 0 | 0 | 0 | 0 | 0 | 0
2020-05-04 22:01 | 0.00 | 0 | 0 | 0 | 0 | 0 | 0 | 0 | 0 | 0 | 0 | 0 | 0 | 0 | 0 | 0 | 0 | 0 | 0 | 0 | 0 | 0 | 0
2020-05-04 22:02 | 0.00 | 0 | 0 | 0 | 0 | 0 | 0 | 0 | 0 | 0 | 0 | 0 | 0 | 0 | 0 | 0 | 0 | 0 | 0 | 0 | 0 | 0 | 0
2020-05-04 22:03 | 0.00 | 0 | 0 | 0 | 0 | 0 | 0 | 0 | 0 | 0 | 0 | 0 | 0 | 0 | 0 | 0 | 0 | 0 | 0 | 0 | 0 | 0 | 0
2020-05-04 22:04 | 0.00 | 0 | 0 | 0 | 0 | 0 | 0 | 0 | 0 | 0 | 0 | 0 | 0 | 0 | 0 | 0 | 0 | 0 | 0 | 0 | 0 | 0 | 0
2020-05-04 22:05 | 0.00 | 0 | 0 | 0 | 0 | 0 | 0 | 0 | 0 | 0 | 0 | 0 | 0 | 0 | 0 | 0 | 0 | 0 | 0 | 0 | 0 | 0 | 0
2020-05-04 22:06 | 0.00 | 0.45144 | 0.45361 | 0.45115 | 0.45989 | 0.44455 | 0.44585 | 0.46345 | 0.43706 | 0.45251 | 0.47113 | 0.435 | 0.44146 | 0.42822 | 0.42084 | 0.46836 | 0.90672 | 0.41254 | 0.43836 | 0.43836 | 0.42084 | 0.41946 | 0.3956
2020-05-04 22:07 | 0.00 | 48.6889 | 57.699 | 41.9388 | 71.4981 | 41.9021 | 53.6364 | 93.4603 | 41.8604 | 55.3242 | 42.0496 | 36.5031 | 41.8849 | 14.7104 | 14.2085 | 42.0342 | 43.3699 | 84.0047 | 84.121 | 84.121 | 14.2085 | 71.5569 | 12.0895
2020-05-04 22:08 | 0.00 | 129.3233 | 132.1421 | 116.5757 | 151.8904 | 116.5539 | 138.1948 | 175.9252 | 116.5287 | 128.9567 | 116.6394 | 108.5529 | 116.5436 | 63.1956 | 62.1699 | 116.6308 | 116.877 | 173.2806 | 173.2895 | 173.2895 | 62.1699 | 158.5393 | 57.3616
2020-05-04 22:09 | 0.00 | 198.3782 | 190.024 | 182.6224 | 210.4251 | 182.6253 | 209.286 | 228.5062 | 182.6274 | 187.0363 | 182.6082 | 174.9833 | 182.6263 | 122.8142 | 121.9816 | 182.6107 | 181.0526 | 236.9237 | 236.8078 | 236.8078 | 121.9816 | 224.3352 | 118.0956
2020-05-04 22:10 | 0.00 | 247.7471 | 231.1201 | 232.6162 | 248.1469 | 232.6464 | 258.0112 | 257.226 | 232.6789 | 228.9138 | 232.5153 | 226.9395 | 232.66 | 181.1713 | 180.7797 | 232.5302 | 229.9394 | 274.0067 | 273.7904 | 273.7904 | 180.7797 | 265.7922 | 179.0158
2020-05-04 22:11 | 0.00 | 164.2039 | 158.2323 | 160.6614 | 162.1911 | 160.6558 | 165.407 | 162.0163 | 160.6486 | 157.7839 | 160.6739 | 159.4233 | 160.653 | 147.0253 | 146.9814 | 160.6726 | 159.732 | 166.8597 | 166.873 | 166.873 | 146.9814 | 166.5232 | 146.8235
2020-05-04 22:12 | 0.00 | 106.3624 | 106.0212 | 106.7005 | 106.1596 | 106.6757 | 104.7409 | 105.0065 | 106.6472 | 106.0089 | 106.7738 | 106.5858 | 106.664 | 104.4757 | 104.4492 | 106.7638 | 107.231 | 103.7938 | 103.8955 | 103.8955 | 104.4492 | 105.0657 | 104.3606
2020-05-04 22:13 | 0.00 | 106.1122 | 105.0734 | 106.1554 | 105.3666 | 106.1306 | 104.781 | 104.0101 | 106.1021 | 105.0569 | 106.2286 | 106.0198 | 106.1189 | 103.4672 | 103.4512 | 106.2186 | 106.6845 | 103.616 | 103.7172 | 103.7172 | 103.4512 | 104.8608 | 103.4173
2020-05-04 22:14 | 0.00 | 86.3906 | 85.475 | 86.4524 | 85.6539 | 86.4232 | 85.2807 | 84.423 | 86.3897 | 85.4728 | 86.5395 | 86.3484 | 86.4094 | 84.3846 | 84.3659 | 86.5276 | 87.3164 | 84.1176 | 84.235 | 84.235 | 84.3659 | 85.2072 | 84.3253
2020-05-04 22:15 | 0.00 | 58.8367 | 58.7565 | 59.109 | 58.7625 | 59.0741 | 57.8471 | 58.0799 | 59.0343 | 58.7573 | 59.2143 | 59.0198 | 59.0577 | 58.0164 | 57.9784 | 59.1997 | 60.4083 | 57.1311 | 57.2694 | 57.2694 | 57.9784 | 57.9135 | 57.8494
2020-05-04 22:16 | 0.00 | 42.7954 | 40.6527 | 42.3654 | 40.6965 | 42.3283 | 42.7555 | 39.3679 | 42.2861 | 40.6999 | 42.4774 | 42.3718 | 42.3109 | 41.2204 | 41.23 | 42.4619 | 43.8275 | 40.7187 | 40.8648 | 40.8648 | 41.23 | 41.5594 | 41.3454
2020-05-04 22:17 | 0.00 | 8.6552 | 8.0535 | 8.3248 | 8.0533 | 8.292 | 9.111 | 7.9431 | 8.2547 | 8.054 | 8.4241 | 8.3275 | 8.2766 | 8.1717 | 8.1672 | 8.4103 | 9.9367 | 7.6715 | 7.7999 | 7.7999 | 8.1672 | 7.9195 | 8.247
2020-05-04 22:18 | 0.00 | 0 | 0 | 0 | 0 | 0 | 0 | 0 | 0 | 0 | 0 | 0 | 0 | 0 | 0 | 0 | 0 | 0 | 0 | 0 | 0 | 0 | 0
2020-05-04 22:19 | 0.00 | 0 | 0 | 0 | 0 | 0 | 0 | 0 | 0 | 0 | 0 | 0 | 0 | 0 | 0 | 0 | 0 | 0 | 0 | 0 | 0 | 0 | 0
2020-05-04 22:20 | 0.00 | 0 | 0 | 0 | 0 | 0 | 0 | 0 | 0 | 0 | 0 | 0 | 0 | 0 | 0 | 0 | 0 | 0 | 0 | 0 | 0 | 0 | 0
2020-05-04 22:21 | 0.00 | 0 | 0 | 0 | 0 | 0 | 0 | 0 | 0 | 0 | 0 | 0 | 0 | 0 | 0 | 0 | 0 | 0 | 0 | 0 | 0 | 0 | 0
2020-05-04 22:22 | 0.00 | 0 | 0 | 0 | 0 | 0 | 0 | 0 | 0 | 0 | 0 | 0 | 0 | 0 | 0 | 0 | 0 | 0 | 0 | 0 | 0 | 0 | 0
2020-05-04 22:23 | 0.00 | 0 | 0 | 0 | 0 | 0 | 0 | 0 | 0 | 0 | 0 | 0 | 0 | 0 | 0 | 0 | 0 | 0 | 0 | 0 | 0 | 0 | 0
2020-05-04 22:24 | 0.00 | 0 | 0 | 0 | 0 | 0 | 0 | 0 | 0 | 0 | 0 | 0 | 0 | 0 | 0 | 0 | 0 | 0 | 0 | 0 | 0 | 0 | 0
2020-05-04 22:25 | 0.00 | 0 | 0 | 0 | 0 | 0 | 0 | 0 | 0 | 0 | 0 | 0 | 0 | 0 | 0 | 0 | 0 | 0 | 0 | 0 | 0 | 0 | 0
2020-05-04 22:26 | 0.00 | 0 | 0 | 0 | 0 | 0 | 0 | 0 | 0 | 0 | 0 | 0 | 0 | 0 | 0 | 0 | 0 | 0 | 0 | 0 | 0 | 0 | 0
2020-05-04 22:27 | 0.00 | 0 | 0 | 0 | 0 | 0 | 0 | 0 | 0 | 0 | 0 | 0 | 0 | 0 | 0 | 0 | 0 | 0 | 0 | 0 | 0 | 0 | 0
2020-05-04 22:28 | 0.00 | 0 | 0 | 0 | 0 | 0 | 0 | 0 | 0 | 0 | 0 | 0 | 0 | 0 | 0 | 0 | 0 | 0 | 0 | 0 | 0 | 0 | 0
2020-05-04 22:29 | 0.00 | 0 | 0 | 0 | 0 | 0 | 0 | 0 | 0 | 0 | 0 | 0 | 0 | 0 | 0 | 0 | 0 | 0 | 0 | 0 | 0 | 0 | 0
2020-05-04 22:30 | 0.00 | 0.53705 | 0.61685 | 0.51149 | 0.70302 | 0.5049 | 0.55252 | 0.86606 | 0.49741 | 0.60172 | 0.53148 | 0.47216 | 0.50181 | 0.43174 | 0.42436 | 0.5287 | 0.9999 | 0.721 | 0.7468 | 0.7468 | 0.42436 | 0.64302 | 0.39912
2020-05-04 22:31 | 0.00 | 49.7052 | 59.5729 | 42.8089 | 73.9486 | 42.7723 | 54.6991 | 97.0718 | 42.7307 | 57.0846 | 42.9194 | 37.1263 | 42.7552 | 14.4427 | 13.9149 | 42.9041 | 44.2343 | 86.6755 | 86.7902 | 86.7902 | 13.9149 | 73.65 | 11.6679
2020-05-04 22:32 | 0.00 | 129.7259 | 132.9001 | 117.2285 | 152.4523 | 117.207 | 138.3219 | 176.4001 | 117.182 | 129.7356 | 117.2916 | 109.2583 | 117.1967 | 64.2414 | 63.2114 | 117.283 | 117.5136 | 173.3155 | 173.3244 | 173.3244 | 63.2114 | 158.7138 | 58.3778
2020-05-04 22:33 | 0.00 | 202.1538 | 194.0621 | 186.5074 | 214.4726 | 186.5122 | 212.8788 | 232.6594 | 186.5164 | 191.0687 | 186.4871 | 178.8641 | 186.514 | 126.7651 | 125.9298 | 186.4905 | 184.7931 | 240.7503 | 240.6252 | 240.6252 | 125.9298 | 228.1588 | 122.0268
2020-05-04 22:34 | 0.00 | 237.0926 | 219.8643 | 221.8487 | 236.8146 | 221.8736 | 247.5529 | 245.5336 | 221.9003 | 217.6869 | 221.7644 | 216.234 | 221.8848 | 170.6099 | 170.2357 | 221.7769 | 219.3282 | 262.9772 | 262.7854 | 262.7854 | 170.2357 | 254.8578 | 168.5663
2020-05-04 22:35 | 0.00 | 261.7195 | 238.9505 | 247.5149 | 252.6231 | 247.5536 | 271.3988 | 253.956 | 247.5956 | 237.4577 | 247.3871 | 243.5662 | 247.5712 | 204.8121 | 204.7793 | 247.4058 | 244.5104 | 277.3448 | 277.1242 | 277.1242 | 204.7793 | 272.8574 | 204.7479
2020-05-04 22:36 | 0.00 | 262.8834 | 235.3475 | 249.2747 | 246.4405 | 249.3157 | 272.3597 | 241.7559 | 249.3603 | 234.4037 | 249.1395 | 246.6116 | 249.3344 | 213.2934 | 213.5211 | 249.1593 | 246.4449 | 270.625 | 270.4165 | 270.4165 | 213.5211 | 268.8878 | 214.7487
2020-05-04 22:37 | 0.00 | 222.7237 | 194.1789 | 211.2944 | 201.5298 | 211.3136 | 230.9614 | 191.7672 | 211.3338 | 193.8589 | 211.2284 | 210.0793 | 211.3221 | 185.8668 | 186.2789 | 211.2383 | 209.1588 | 222.3543 | 222.2599 | 222.2599 | 186.2789 | 223.296 | 188.4055
2020-05-04 22:38 | 0.00 | 183.7857 | 151.9517 | 172.5083 | 157.4609 | 172.5076 | 192.6276 | 143.8125 | 172.5059 | 152.0137 | 172.5051 | 172.1096 | 172.507 | 152.134 | 152.6868 | 172.506 | 171.204 | 178.7828 | 178.7784 | 178.7784 | 152.6868 | 181.1962 | 155.5197
2020-05-04 22:39 | 0.00 | 162.7698 | 111.9146 | 146.7575 | 116.7396 | 146.7457 | 176.9437 | 91.5154 | 146.7316 | 112.6296 | 146.7895 | 147.5805 | 146.74 | 126.4963 | 127.5368 | 146.7854 | 146.2978 | 149.189 | 149.2345 | 149.2345 | 127.5368 | 154.518 | 132.8088
2020-05-04 22:40 | 0.00 | 99.1084 | 47.0581 | 83.9788 | 48.3375 | 83.9488 | 114.0812 | 25.4911 | 83.9145 | 48.217 | 84.0686 | 86.1832 | 83.9347 | 73.3148 | 74.5246 | 84.0563 | 84.9055 | 78.3849 | 78.5075 | 78.5075 | 74.5246 | 85.8503 | 80.6687
2020-05-04 22:41 | 0.00 | 24.145 | 6.8726 | 18.2017 | 6.7444 | 18.1629 | 31.2086 | 5.551 | 18.1188 | 7.0917 | 18.3192 | 19.5635 | 18.1447 | 17.3656 | 17.9008 | 18.3029 | 19.7953 | 13.4233 | 13.5754 | 13.5754 | 17.9008 | 16.7306 | 20.7533
2020-05-04 22:42 | 0.00 | 0 | 0 | 0 | 0 | 0 | 0 | 0 | 0 | 0 | 0 | 0 | 0 | 0 | 0 | 0 | 0 | 0 | 0 | 0 | 0 | 0 | 0
2020-05-04 22:43 | 0.00 | 0 | 0 | 0 | 0 | 0 | 0 | 0 | 0 | 0 | 0 | 0 | 0 | 0 | 0 | 0 | 0 | 0 | 0 | 0 | 0 | 0 | 0
2020-05-04 22:44 | 0.00 | 0 | 0 | 0 | 0 | 0 | 0 | 0 | 0 | 0 | 0 | 0 | 0 | 0 | 0 | 0 | 0 | 0 | 0 | 0 | 0 | 0 | 0
2020-05-04 22:45 | 0.00 | 0 | 0 | 0 | 0 | 0 | 0 | 0 | 0 | 0 | 0 | 0 | 0 | 0 | 0 | 0 | 0 | 0 | 0 | 0 | 0 | 0 | 0
2020-05-04 22:46 | 0.00 | 0 | 0 | 0 | 0 | 0 | 0 | 0 | 0 | 0 | 0 | 0 | 0 | 0 | 0 | 0 | 0 | 0 | 0 | 0 | 0 | 0 | 0
2020-05-04 22:47 | 0.00 | 0 | 0 | 0 | 0 | 0 | 0 | 0 | 0 | 0 | 0 | 0 | 0 | 0 | 0 | 0 | 0 | 0 | 0 | 0 | 0 | 0 | 0
2020-05-04 22:48 | 0.00 | 0 | 0 | 0 | 0 | 0 | 0 | 0 | 0 | 0 | 0 | 0 | 0 | 0 | 0 | 0 | 0 | 0 | 0 | 0 | 0 | 0 | 0
2020-05-04 22:49 | 0.00 | 0 | 0 | 0 | 0 | 0 | 0 | 0 | 0 | 0 | 0 | 0 | 0 | 0 | 0 | 0 | 0 | 0 | 0 | 0 | 0 | 0 | 0
2020-05-04 22:50 | 0.00 | 0 | 0 | 0 | 0 | 0 | 0 | 0 | 0 | 0 | 0 | 0 | 0 | 0 | 0 | 0 | 0 | 0 | 0 | 0 | 0 | 0 | 0
2020-05-04 22:51 | 0.00 | 0 | 0 | 0 | 0 | 0 | 0 | 0 | 0 | 0 | 0 | 0 | 0 | 0 | 0 | 0 | 0 | 0 | 0 | 0 | 0 | 0 | 0
2020-05-04 22:52 | 0.00 | 0 | 0 | 0 | 0 | 0 | 0 | 0 | 0 | 0 | 0 | 0 | 0 | 0 | 0 | 0 | 0 | 0 | 0 | 0 | 0 | 0 | 0
2020-05-04 22:53 | 0.00 | 0 | 0 | 0 | 0 | 0 | 0 | 0 | 0 | 0 | 0 | 0 | 0 | 0 | 0 | 0 | 0 | 0 | 0 | 0 | 0 | 0 | 0
2020-05-04 22:54 | 0.00 | 0.43148 | 0.43151 | 0.4319 | 0.43526 | 0.42531 | 0.4256 | 0.43422 | 0.41782 | 0.43085 | 0.4544 | 0.41644 | 0.42222 | 0.41087 | 0.40349 | 0.44911 | 0.96509 | 0.38627 | 0.41209 | 0.41209 | 0.40349 | 0.39553 | 0.37825
2020-05-04 22:55 | 0.00 | 46.7996 | 54.2818 | 41.1896 | 65.616 | 41.1531 | 50.7054 | 83.3178 | 41.1116 | 52.3188 | 41.2999 | 36.5433 | 41.136 | 16.5826 | 16.0603 | 41.2846 | 42.6089 | 75.4768 | 75.5944 | 75.5944 | 16.0603 | 65.4973 | 13.7686
2020-05-04 22:56 | 0.00 | 123.6481 | 126.4026 | 112.3913 | 144.1002 | 112.369 | 131.2598 | 165.6935 | 112.3432 | 123.546 | 112.4566 | 105.1988 | 112.3584 | 64.324 | 63.3879 | 112.4478 | 112.732 | 162.8334 | 162.8528 | 162.8528 | 63.3879 | 149.7112 | 58.9925
2020-05-04 22:57 | 0.00 | 200.5012 | 192.6938 | 184.9354 | 213.1483 | 184.9393 | 211.118 | 231.5478 | 184.9426 | 189.6905 | 184.9177 | 177.2762 | 184.9408 | 125.3581 | 124.5189 | 184.9207 | 183.284 | 239.3294 | 239.2079 | 239.2079 | 124.5189 | 226.6481 | 120.5966
2020-05-04 22:58 | 0.00 | 251.7795 | 232.3604 | 233.9633 | 252.2836 | 233.9931 | 264.1929 | 263.1876 | 234.0253 | 229.7755 | 233.8634 | 227.3094 | 234.0066 | 174.0114 | 173.5459 | 233.8782 | 230.9023 | 283.0373 | 282.8049 | 282.8049 | 173.5459 | 273.141 | 171.4558
2020-05-04 22:59 | 0.00 | 282.1124 | 251.5602 | 262.675 | 270.0886 | 262.7231 | 296.0827 | 272.6821 | 262.7755 | 249.5248 | 262.5175 | 257.3106 | 262.745 | 205.5458 | 205.4878 | 262.5405 | 259.6405 | 304.6715 | 304.3766 | 304.3766 | 205.4878 | 297.8855 | 205.3914
2020-05-04 23:00 | 0.00 | 255.263 | 229.7807 | 242.6429 | 240.1865 | 242.6792 | 263.8391 | 235.8573 | 242.7185 | 228.8848 | 242.5225 | 240.1136 | 242.6957 | 208.6896 | 208.8907 | 242.5402 | 239.8591 | 262.3365 | 262.1501 | 262.1501 | 208.8907 | 260.8259 | 209.9833
2020-05-04 23:01 | 0.00 | 278.3672 | 228.0478 | 257.3789 | 241.6675 | 257.4236 | 294.7971 | 226.2953 | 257.4722 | 227.3838 | 257.2322 | 255.0646 | 257.4439 | 212.5036 | 213.2206 | 257.2536 | 254.3299 | 281.5854 | 281.3563 | 281.3563 | 213.2206 | 281.5045 | 216.9197
2020-05-04 23:02 | 0.00 | 238.2375 | 180.2853 | 217.4958 | 190.3633 | 217.5162 | 255.4536 | 166.0594 | 217.5379 | 180.4099 | 217.4259 | 216.866 | 217.5253 | 181.9529 | 182.997 | 217.4364 | 214.735 | 231.3711 | 231.2678 | 231.2678 | 182.997 | 234.665 | 188.3054
2020-05-04 23:03 | 0.00 | 180.7809 | 117.7924 | 161.0247 | 123.6691 | 161.0183 | 198.4025 | 92.2543 | 161.0102 | 118.7014 | 161.0397 | 162.1094 | 161.0151 | 136.4994 | 137.8045 | 161.0381 | 160.157 | 164.1543 | 164.1777 | 164.1777 | 137.8045 | 170.6457 | 144.3985
2020-05-04 23:04 | 0.00 | 106.5118 | 49.6836 | 90.1595 | 50.9318 | 90.1308 | 122.6721 | 25.5785 | 90.098 | 50.9795 | 90.2449 | 92.6335 | 90.1173 | 78.9157 | 80.2482 | 90.2332 | 90.9822 | 83.5215 | 83.6399 | 83.6399 | 80.2482 | 91.817 | 87.0018
2020-05-04 23:05 | 0.00 | 34.2382 | 14.727 | 28.393 | 14.4966 | 28.362 | 40.7341 | 12.5261 | 28.3267 | 15.0528 | 28.4868 | 29.7597 | 28.3474 | 27.2208 | 27.7645 | 28.4738 | 29.6494 | 23.0526 | 23.1767 | 23.1767 | 27.7645 | 26.7881 | 30.5928
2020-05-04 23:06 | 0.00 | 0 | 0 | 0 | 0 | 0 | 0 | 0 | 0 | 0 | 0 | 0 | 0 | 0 | 0 | 0 | 0 | 0 | 0 | 0 | 0 | 0 | 0
2020-05-04 23:07 | 0.00 | 0 | 0 | 0 | 0 | 0 | 0 | 0 | 0 | 0 | 0 | 0 | 0 | 0 | 0 | 0 | 0 | 0 | 0 | 0 | 0 | 0 | 0
2020-05-04 23:08 | 0.00 | 0 | 0 | 0 | 0 | 0 | 0 | 0 | 0 | 0 | 0 | 0 | 0 | 0 | 0 | 0 | 0 | 0 | 0 | 0 | 0 | 0 | 0
2020-05-04 23:09 | 0.00 | 0 | 0 | 0 | 0 | 0 | 0 | 0 | 0 | 0 | 0 | 0 | 0 | 0 | 0 | 0 | 0 | 0 | 0 | 0 | 0 | 0 | 0
2020-05-04 23:10 | 0.00 | 0 | 0 | 0 | 0 | 0 | 0 | 0 | 0 | 0 | 0 | 0 | 0 | 0 | 0 | 0 | 0 | 0 | 0 | 0 | 0 | 0 | 0
2020-05-04 23:11 | 0.00 | 0 | 0 | 0 | 0 | 0 | 0 | 0 | 0 | 0 | 0 | 0 | 0 | 0 | 0 | 0 | 0 | 0 | 0 | 0 | 0 | 0 | 0
2020-05-04 23:12 | 0.00 | 0 | 0 | 0 | 0 | 0 | 0 | 0 | 0 | 0 | 0 | 0 | 0 | 0 | 0 | 0 | 0 | 0 | 0 | 0 | 0 | 0 | 0
2020-05-04 23:13 | 0.00 | 0 | 0 | 0 | 0 | 0 | 0 | 0 | 0 | 0 | 0 | 0 | 0 | 0 | 0 | 0 | 0 | 0 | 0 | 0 | 0 | 0 | 0
2020-05-04 23:14 | 0.00 | 0 | 0 | 0 | 0 | 0 | 0 | 0 | 0 | 0 | 0 | 0 | 0 | 0 | 0 | 0 | 0 | 0 | 0 | 0 | 0 | 0 | 0
2020-05-04 23:15 | 0.00 | 0 | 0 | 0 | 0 | 0 | 0 | 0 | 0 | 0 | 0 | 0 | 0 | 0 | 0 | 0 | 0 | 0 | 0 | 0 | 0 | 0 | 0
2020-05-04 23:16 | 0.00 | 0 | 0 | 0 | 0 | 0 | 0 | 0 | 0 | 0 | 0 | 0 | 0 | 0 | 0 | 0 | 0 | 0 | 0 | 0 | 0 | 0 | 0
2020-05-04 23:17 | 0.00 | 0 | 0 | 0 | 0 | 0 | 0 | 0 | 0 | 0 | 0 | 0 | 0 | 0 | 0 | 0 | 0 | 0 | 0 | 0 | 0 | 0 | 0
2020-05-04 23:18 | 0.00 | 0.71562 | 0.71189 | 0.7187 | 0.71189 | 0.71211 | 0.70369 | 0.70015 | 0.70462 | 0.71189 | 0.73867 | 0.70428 | 0.70902 | 0.69539 | 0.68802 | 0.73589 | 0.99348 | 0.65266 | 0.67846 | 0.67846 | 0.68802 | 0.66958 | 0.66279
2020-05-04 23:19 | 0.00 | 27.1025 | 27.3948 | 26.9585 | 27.9154 | 26.9203 | 26.8615 | 28.4256 | 26.8769 | 27.3057 | 27.074 | 26.659 | 26.9024 | 25.2715 | 25.2032 | 27.0579 | 28.5027 | 27.5389 | 27.6881 | 27.6881 | 25.2032 | 27.4405 | 24.938
2020-05-04 23:20 | 0.00 | 31.0735 | 31.0759 | 31.1468 | 31.1993 | 31.1089 | 30.6054 | 31.0056 | 31.0657 | 31.056 | 31.2617 | 31.0083 | 31.0911 | 30.2389 | 30.1902 | 31.2457 | 32.6754 | 30.3419 | 30.4909 | 30.4909 | 30.1902 | 30.6728 | 30.0152
2020-05-04 23:21 | 0.00 | 50.9644 | 50.9264 | 51.1712 | 50.9838 | 51.1359 | 50.1329 | 50.4765 | 51.0957 | 50.918 | 51.2777 | 51.0612 | 51.1194 | 50.0907 | 50.0487 | 51.263 | 52.4993 | 49.5946 | 49.7343 | 49.7343 | 50.0487 | 50.2275 | 49.9017
2020-05-04 23:22 | 0.00 | 137.0712 | 135.7037 | 136.1869 | 137.4098 | 136.1719 | 136.1401 | 137.3096 | 136.1542 | 135.4761 | 136.2292 | 135.5399 | 136.1646 | 129.2942 | 129.2289 | 136.2236 | 135.9742 | 137.0517 | 137.1107 | 137.1107 | 129.2289 | 137.5517 | 128.9488
2020-05-04 23:23 | 0.00 | 98.0835 | 97.934 | 98.4733 | 98.0157 | 98.4465 | 96.509 | 96.9842 | 98.4157 | 97.9251 | 98.5529 | 98.3673 | 98.4338 | 96.5441 | 96.5132 | 98.542 | 99.1553 | 95.644 | 95.753 | 95.753 | 96.5132 | 96.8384 | 96.4055
2020-05-04 23:24 | 0.00 | 169.1486 | 162.085 | 166.3183 | 164.6579 | 166.3165 | 169.7512 | 162.0486 | 166.3135 | 161.8852 | 166.3186 | 165.68 | 166.3154 | 156.1235 | 156.1788 | 166.319 | 165.2191 | 168.0132 | 168.0194 | 168.0194 | 156.1788 | 169.0361 | 156.4913
2020-05-04 23:25 | 0.00 | 77.8542 | 77.6975 | 78.1786 | 77.7311 | 78.1473 | 76.5874 | 76.8427 | 78.1116 | 77.6962 | 78.2723 | 78.0864 | 78.1326 | 76.6987 | 76.6653 | 78.2594 | 79.2 | 75.7511 | 75.8763 | 75.8763 | 76.6653 | 76.7476 | 76.5532
2020-05-04 23:26 | 0.00 | 63.732 | 63.544 | 63.9837 | 63.5721 | 63.9498 | 62.7046 | 62.8044 | 63.9112 | 63.5444 | 64.0857 | 63.8929 | 63.9339 | 62.7441 | 62.7089 | 64.0716 | 65.2044 | 61.9229 | 62.0575 | 62.0575 | 62.7089 | 62.7608 | 62.5925
2020-05-04 23:27 | 0.00 | 38.7564 | 38.6693 | 38.9276 | 38.675 | 38.8903 | 38.1097 | 38.2015 | 38.8479 | 38.6703 | 39.0403 | 38.8386 | 38.8728 | 38.1726 | 38.1322 | 39.0247 | 40.4058 | 37.5226 | 37.6694 | 37.6694 | 38.1322 | 38.0604 | 37.9957
2020-05-04 23:28 | 0.00 | 14.6063 | 14.5103 | 14.6554 | 14.5115 | 14.6162 | 14.3784 | 14.2969 | 14.5717 | 14.512 | 14.7741 | 14.5706 | 14.5978 | 14.3249 | 14.2828 | 14.7576 | 16.2768 | 13.9456 | 14.0992 | 14.0992 | 14.2828 | 14.1867 | 14.1417
2020-05-04 23:29 | 0.00 | 4.6235 | 4.4772 | 4.6043 | 4.4752 | 4.578 | 4.5925 | 4.3919 | 4.5482 | 4.48 | 4.684 | 4.5558 | 4.5657 | 4.4757 | 4.4501 | 4.6729 | 5.8192 | 4.2633 | 4.3648 | 4.3648 | 4.4501 | 4.3731 | 4.369
2020-05-04 23:30 | 0.00 | 0 | 0 | 0 | 0 | 0 | 0 | 0 | 0 | 0 | 0 | 0 | 0 | 0 | 0 | 0 | 0 | 0 | 0 | 0 | 0 | 0 | 0
2020-05-04 23:31 | 0.00 | 0 | 0 | 0 | 0 | 0 | 0 | 0 | 0 | 0 | 0 | 0 | 0 | 0 | 0 | 0 | 0 | 0 | 0 | 0 | 0 | 0 | 0
2020-05-04 23:32 | 0.00 | 0 | 0 | 0 | 0 | 0 | 0 | 0 | 0 | 0 | 0 | 0 | 0 | 0 | 0 | 0 | 0 | 0 | 0 | 0 | 0 | 0 | 0
2020-05-04 23:33 | 0.00 | 0 | 0 | 0 | 0 | 0 | 0 | 0 | 0 | 0 | 0 | 0 | 0 | 0 | 0 | 0 | 0 | 0 | 0 | 0 | 0 | 0 | 0
2020-05-04 23:34 | 0.00 | 0 | 0 | 0 | 0 | 0 | 0 | 0 | 0 | 0 | 0 | 0 | 0 | 0 | 0 | 0 | 0 | 0 | 0 | 0 | 0 | 0 | 0
2020-05-04 23:35 | 0.00 | 0 | 0 | 0 | 0 | 0 | 0 | 0 | 0 | 0 | 0 | 0 | 0 | 0 | 0 | 0 | 0 | 0 | 0 | 0 | 0 | 0 | 0
2020-05-04 23:36 | 0.00 | 0 | 0 | 0 | 0 | 0 | 0 | 0 | 0 | 0 | 0 | 0 | 0 | 0 | 0 | 0 | 0 | 0 | 0 | 0 | 0 | 0 | 0
2020-05-04 23:37 | 0.00 | 0 | 0 | 0 | 0 | 0 | 0 | 0 | 0 | 0 | 0 | 0 | 0 | 0 | 0 | 0 | 0 | 0 | 0 | 0 | 0 | 0 | 0
2020-05-04 23:38 | 0.00 | 0 | 0 | 0 | 0 | 0 | 0 | 0 | 0 | 0 | 0 | 0 | 0 | 0 | 0 | 0 | 0 | 0 | 0 | 0 | 0 | 0 | 0
2020-05-04 23:39 | 0.00 | 0 | 0 | 0 | 0 | 0 | 0 | 0 | 0 | 0 | 0 | 0 | 0 | 0 | 0 | 0 | 0 | 0 | 0 | 0 | 0 | 0 | 0
2020-05-04 23:40 | 0.00 | 0 | 0 | 0 | 0 | 0 | 0 | 0 | 0 | 0 | 0 | 0 | 0 | 0 | 0 | 0 | 0 | 0 | 0 | 0 | 0 | 0 | 0
2020-05-04 23:41 | 0.00 | 0 | 0 | 0 | 0 | 0 | 0 | 0 | 0 | 0 | 0 | 0 | 0 | 0 | 0 | 0 | 0 | 0 | 0 | 0 | 0 | 0 | 0
2020-05-04 23:42 | 0.00 | 0 | 0 | 0 | 0 | 0 | 0 | 0 | 0 | 0 | 0 | 0 | 0 | 0 | 0 | 0 | 0.03459 | 0 | 0 | 0 | 0 | 0 | 0
2020-05-04 23:43 | 0.00 | 6.5359 | 6.5157 | 6.5644 | 6.5184 | 6.525 | 6.4265 | 6.4283 | 6.4801 | 6.5152 | 6.6841 | 6.4765 | 6.5065 | 6.3807 | 6.3364 | 6.6675 | 8.2083 | 6.1102 | 6.2648 | 6.2648 | 6.3364 | 6.2372 | 6.1849
2020-05-04 23:44 | 0.00 | 13.5881 | 13.567 | 13.6509 | 13.5717 | 13.6117 | 13.3568 | 13.4063 | 13.5671 | 13.5662 | 13.7697 | 13.5609 | 13.5933 | 13.3375 | 13.2934 | 13.7532 | 15.2746 | 12.9913 | 13.1449 | 13.1449 | 13.2934 | 13.2062 | 13.1421
2020-05-04 23:45 | 0.00 | 30.3101 | 30.286 | 30.4539 | 30.2943 | 30.4158 | 29.7927 | 29.9507 | 30.3725 | 30.2847 | 30.5692 | 30.361 | 30.398 | 29.8434 | 29.8004 | 30.5532 | 31.9936 | 29.3124 | 29.4621 | 29.4621 | 29.8004 | 29.7339 | 29.6525
2020-05-04 23:46 | 0.00 | 17.2238 | 17.1954 | 17.302 | 17.2019 | 17.2629 | 16.9321 | 16.9948 | 17.2186 | 17.1945 | 17.4203 | 17.2111 | 17.2446 | 16.9197 | 16.8758 | 17.4039 | 18.914 | 16.5378 | 16.6909 | 16.6909 | 16.8758 | 16.7984 | 16.7255
2020-05-04 23:47 | 0.00 | 101.0303 | 100.7824 | 101.3669 | 100.9215 | 101.3415 | 99.4721 | 99.878 | 101.3122 | 100.7674 | 101.4421 | 101.2467 | 101.3294 | 99.2379 | 99.2083 | 101.4318 | 101.9448 | 98.627 | 98.731 | 98.731 | 99.2083 | 99.8202 | 99.1054
2020-05-04 23:48 | 0.00 | 181.6846 | 176.5326 | 179.8583 | 178.4505 | 179.8653 | 181.2283 | 176.0224 | 179.8721 | 176.3805 | 179.8308 | 179.3806 | 179.8682 | 171.4012 | 171.4475 | 179.8352 | 178.432 | 179.6797 | 179.6561 | 179.6561 | 171.4475 | 181.0558 | 171.6898
2020-05-04 23:49 | 0.00 | 142.8567 | 139.8468 | 142.2562 | 140.5642 | 142.2433 | 141.7168 | 138.2263 | 142.2279 | 139.8206 | 142.2919 | 142.0828 | 142.237 | 137.6867 | 137.7136 | 142.2873 | 141.8853 | 139.718 | 139.7749 | 139.7749 | 137.7136 | 141.3374 | 137.8778
2020-05-04 23:50 | 0.00 | 224.7528 | 193.1778 | 214.0647 | 198.2665 | 214.0847 | 232.5317 | 183.7009 | 214.1058 | 193.3003 | 213.9963 | 213.8447 | 214.0936 | 194.092 | 194.6784 | 214.0065 | 211.7754 | 217.984 | 217.9033 | 217.9033 | 194.6784 | 221.2129 | 197.639
2020-05-04 23:51 | 0.00 | 92.5077 | 87.6375 | 91.3259 | 88.1184 | 91.3 | 92.5974 | 84.9237 | 91.2702 | 87.701 | 91.4026 | 91.3224 | 91.2878 | 87.9681 | 88.0375 | 91.3922 | 91.9398 | 89.1887 | 89.2938 | 89.2938 | 88.0375 | 90.6708 | 88.4348
2020-05-04 23:52 | 0.00 | 22.5162 | 22.4608 | 22.6177 | 22.461 | 22.579 | 22.1375 | 22.1788 | 22.5349 | 22.4616 | 22.7352 | 22.53 | 22.5608 | 22.1569 | 22.1144 | 22.7189 | 24.2094 | 21.674 | 21.8261 | 21.8261 | 22.1144 | 22.0102 | 21.9699
2020-05-04 23:53 | 0.00 | 29.0274 | 19.6648 | 26.1806 | 19.5745 | 26.149 | 32.1726 | 19.0476 | 26.113 | 19.7888 | 26.2764 | 26.9347 | 26.1341 | 25.8906 | 26.1683 | 26.2631 | 27.701 | 22.4689 | 22.5942 | 22.5942 | 26.1683 | 24.6284 | 27.6495
2020-05-04 23:54 | 0.00 | 0 | 0 | 0 | 0 | 0 | 0 | 0 | 0 | 0 | 0 | 0 | 0 | 0 | 0 | 0 | 0 | 0 | 0 | 0 | 0 | 0 | 0
2020-05-04 23:55 | 0.00 | 0 | 0 | 0 | 0 | 0 | 0 | 0 | 0 | 0 | 0 | 0 | 0 | 0 | 0 | 0 | 0 | 0 | 0 | 0 | 0 | 0 | 0
2020-05-04 23:56 | 0.00 | 0 | 0 | 0 | 0 | 0 | 0 | 0 | 0 | 0 | 0 | 0 | 0 | 0 | 0 | 0 | 0 | 0 | 0 | 0 | 0 | 0 | 0
2020-05-04 23:57 | 0.00 | 0 | 0 | 0 | 0 | 0 | 0 | 0 | 0 | 0 | 0 | 0 | 0 | 0 | 0 | 0 | 0 | 0 | 0 | 0 | 0 | 0 | 0
2020-05-04 23:58 | 0.00 | 0 | 0 | 0 | 0 | 0 | 0 | 0 | 0 | 0 | 0 | 0 | 0 | 0 | 0 | 0 | 0 | 0 | 0 | 0 | 0 | 0 | 0
2020-05-04 23:59 | 0.00 | 0 | 0 | 0 | 0 | 0 | 0 | 0 | 0 | 0 | 0 | 0 | 0 | 0 | 0 | 0 | 0 | 0 | 0 | 0 | 0 | 0 | 0
2020-05-05 | 0.00 | 0 | 0 | 0 | 0 | 0 | 0 | 0 | 0 | 0 | 0 | 0 | 0 | 0 | 0 | 0 | 0 | 0 | 0 | 0 | 0 | 0 | 0
2020-05-05 00:01 | 0.00 | 0 | 0 | 0 | 0 | 0 | 0 | 0 | 0 | 0 | 0 | 0 | 0 | 0 | 0 | 0 | 0 | 0 | 0 | 0 | 0 | 0 | 0
2020-05-05 00:02 | 0.00 | 0 | 0 | 0 | 0 | 0 | 0 | 0 | 0 | 0 | 0 | 0 | 0 | 0 | 0 | 0 | 0 | 0 | 0 | 0 | 0 | 0 | 0
2020-05-05 00:03 | 0.00 | 0 | 0 | 0 | 0 | 0 | 0 | 0 | 0 | 0 | 0 | 0 | 0 | 0 | 0 | 0 | 0 | 0 | 0 | 0 | 0 | 0 | 0
2020-05-05 00:04 | 0.00 | 0 | 0 | 0 | 0 | 0 | 0 | 0 | 0 | 0 | 0 | 0 | 0 | 0 | 0 | 0 | 0 | 0 | 0 | 0 | 0 | 0 | 0
2020-05-05 00:05 | 0.00 | 0 | 0 | 0 | 0 | 0 | 0 | 0 | 0 | 0 | 0 | 0 | 0 | 0 | 0 | 0 | 0 | 0 | 0 | 0 | 0 | 0 | 0
2020-05-05 00:06 | 0.00 | 0.36939 | 0.36709 | 0.37028 | 0.36839 | 0.36368 | 0.36391 | 0.36316 | 0.35619 | 0.36685 | 0.39027 | 0.35554 | 0.36059 | 0.35199 | 0.34461 | 0.38749 | 0.65138 | 0.31888 | 0.34471 | 0.34471 | 0.34461 | 0.32996 | 0.31937
2020-05-05 00:07 | 0.00 | 16.9571 | 16.9764 | 17.0078 | 17.0387 | 16.9688 | 16.6911 | 16.9319 | 16.9246 | 16.9656 | 17.1258 | 16.8942 | 16.9506 | 16.5125 | 16.4659 | 17.1094 | 18.6121 | 16.4328 | 16.5855 | 16.5855 | 16.4659 | 16.6351 | 16.3026
2020-05-05 00:08 | 0.00 | 65.2481 | 65.9048 | 64.6434 | 67.4874 | 64.6094 | 64.8716 | 69.083 | 64.5707 | 65.6398 | 64.7456 | 63.9099 | 64.5934 | 59.6106 | 59.4872 | 64.7314 | 65.8688 | 67.4084 | 67.5394 | 67.5394 | 59.4872 | 66.8629 | 58.9519
2020-05-05 00:09 | 0.00 | 59.9574 | 59.9339 | 60.235 | 59.9604 | 60.2003 | 58.9485 | 59.3259 | 60.1608 | 59.9299 | 60.3395 | 60.1351 | 60.184 | 59.0811 | 59.0409 | 60.3251 | 61.5163 | 58.3029 | 58.4404 | 58.4404 | 59.0409 | 59.0711 | 58.9011
2020-05-05 00:10 | 0.00 | 134.4467 | 132.4112 | 133.0695 | 134.5643 | 133.0544 | 133.9753 | 134.6536 | 133.0366 | 132.1328 | 133.1121 | 132.2887 | 133.0471 | 124.9625 | 124.8926 | 133.1065 | 132.8634 | 135.2035 | 135.2597 | 135.2597 | 124.8926 | 135.4257 | 124.5966
2020-05-05 00:11 | 0.00 | 130.4407 | 129.944 | 130.7258 | 130.26 | 130.7083 | 128.5799 | 129.0005 | 130.688 | 129.9086 | 130.7756 | 130.5622 | 130.7 | 127.6541 | 127.6313 | 130.7689 | 130.6937 | 127.7122 | 127.7865 | 127.7865 | 127.6313 | 129.1349 | 127.5492
2020-05-05 00:12 | 0.00 | 121.843 | 121.2874 | 122.1406 | 121.506 | 122.1202 | 120.0781 | 120.1753 | 122.0965 | 121.2688 | 122.2 | 122.0128 | 122.1105 | 119.4447 | 119.4247 | 122.192 | 122.3385 | 119.0381 | 119.1239 | 119.1239 | 119.4247 | 120.454 | 119.3613
2020-05-05 00:13 | 0.00 | 216.9084 | 194.1936 | 208.2396 | 199.6852 | 208.2594 | 222.586 | 191.03 | 208.2804 | 193.993 | 208.1716 | 207.3984 | 208.2683 | 188.1769 | 188.5224 | 208.1818 | 206.2469 | 214.8094 | 214.7213 | 214.7213 | 188.5224 | 216.3674 | 190.2894
2020-05-05 00:14 | 0.00 | 211.7569 | 175.4714 | 199.1137 | 181.5869 | 199.1264 | 221.5103 | 165.6037 | 199.1395 | 175.5713 | 199.068 | 198.7557 | 199.132 | 176.1566 | 176.8109 | 199.075 | 197.1143 | 205.4855 | 205.4275 | 205.4275 | 176.8109 | 208.494 | 180.137
2020-05-05 00:15 | 0.00 | 146.5114 | 117.8443 | 138.0884 | 120.0666 | 138.0746 | 153.2911 | 104.568 | 138.0583 | 118.3234 | 138.1268 | 138.6998 | 138.068 | 126.8786 | 127.4757 | 138.1218 | 137.781 | 136.2616 | 136.3206 | 136.3206 | 127.4757 | 140.3993 | 130.5064
2020-05-05 00:16 | 0.00 | 92.8839 | 52.8552 | 81.8736 | 53.171 | 81.8432 | 103.5878 | 34.7515 | 81.8085 | 53.8534 | 81.9644 | 83.8184 | 81.8289 | 75.044 | 75.9995 | 81.9519 | 82.8253 | 74.6307 | 74.7559 | 74.7559 | 75.9995 | 81.2661 | 80.8504
2020-05-05 00:17 | 0.00 | 18.3403 | 12.8311 | 16.7262 | 12.7252 | 16.6873 | 20.0661 | 11.8763 | 16.643 | 12.9476 | 16.8442 | 17.0889 | 16.669 | 16.3581 | 16.4905 | 16.8278 | 18.3309 | 14.5661 | 14.7193 | 14.7193 | 16.4905 | 15.7783 | 17.2423
2020-05-05 00:18 | 0.00 | 0 | 0 | 0 | 0 | 0 | 0 | 0 | 0 | 0 | 0 | 0 | 0 | 0 | 0 | 0 | 0.027291 | 0 | 0 | 0 | 0 | 0 | 0
2020-05-05 00:19 | 0.00 | 0 | 0 | 0 | 0 | 0 | 0 | 0 | 0 | 0 | 0 | 0 | 0 | 0 | 0 | 0 | 0 | 0 | 0 | 0 | 0 | 0 | 0
2020-05-05 00:20 | 0.00 | 0 | 0 | 0 | 0 | 0 | 0 | 0 | 0 | 0 | 0 | 0 | 0 | 0 | 0 | 0 | 0 | 0 | 0 | 0 | 0 | 0 | 0
2020-05-05 00:21 | 0.00 | 0 | 0 | 0 | 0 | 0 | 0 | 0 | 0 | 0 | 0 | 0 | 0 | 0 | 0 | 0 | 0 | 0 | 0 | 0 | 0 | 0 | 0
2020-05-05 00:22 | 0.00 | 0 | 0 | 0 | 0 | 0 | 0 | 0 | 0 | 0 | 0 | 0 | 0 | 0 | 0 | 0 | 0 | 0 | 0 | 0 | 0 | 0 | 0
2020-05-05 00:23 | 0.00 | 0 | 0 | 0 | 0 | 0 | 0 | 0 | 0 | 0 | 0 | 0 | 0 | 0 | 0 | 0 | 0 | 0 | 0 | 0 | 0 | 0 | 0
2020-05-05 00:24 | 0.00 | 0 | 0 | 0 | 0 | 0 | 0 | 0 | 0 | 0 | 0 | 0 | 0 | 0 | 0 | 0 | 0 | 0 | 0 | 0 | 0 | 0 | 0
2020-05-05 00:25 | 0.00 | 0 | 0 | 0 | 0 | 0 | 0 | 0 | 0 | 0 | 0 | 0 | 0 | 0 | 0 | 0 | 0 | 0 | 0 | 0 | 0 | 0 | 0
2020-05-05 00:26 | 0.00 | 0 | 0 | 0 | 0 | 0 | 0 | 0 | 0 | 0 | 0 | 0 | 0 | 0 | 0 | 0 | 0 | 0 | 0 | 0 | 0 | 0 | 0
2020-05-05 00:27 | 0.00 | 0 | 0 | 0 | 0 | 0 | 0 | 0 | 0 | 0 | 0 | 0 | 0 | 0 | 0 | 0 | 0 | 0 | 0 | 0 | 0 | 0 | 0
2020-05-05 00:28 | 0.00 | 0 | 0 | 0 | 0 | 0 | 0 | 0 | 0 | 0 | 0 | 0 | 0 | 0 | 0 | 0 | 0 | 0 | 0 | 0 | 0 | 0 | 0
2020-05-05 00:29 | 0.00 | 0 | 0 | 0 | 0 | 0 | 0 | 0 | 0 | 0 | 0 | 0 | 0 | 0 | 0 | 0 | 0 | 0 | 0 | 0 | 0 | 0 | 0
2020-05-05 00:30 | 0.00 | 1.5504 | 2.2812 | 1.3682 | 2.9286 | 1.355 | 1.6701 | 4.2426 | 1.3401 | 2.1633 | 1.4081 | 1.1319 | 1.3489 | 0.71927 | 0.70452 | 1.4026 | 1.9175 | 3.2622 | 3.3135 | 3.3135 | 0.70452 | 2.6031 | 0.65404
2020-05-05 00:31 | 0.00 | 52.899 | 64.0164 | 46.9451 | 77.4702 | 46.909 | 56.7427 | 99.7709 | 46.868 | 61.6263 | 47.054 | 41.4033 | 46.8921 | 18.4713 | 17.8464 | 47.0389 | 48.3311 | 87.7906 | 87.904 | 87.904 | 17.8464 | 75.6187 | 15.1418
2020-05-05 00:32 | 0.00 | 134.4331 | 139.4572 | 123.1012 | 158.2127 | 123.0814 | 141.6607 | 181.946 | 123.0583 | 136.3671 | 123.1587 | 115.3207 | 123.0719 | 71.5897 | 70.5297 | 123.1509 | 123.2527 | 176.5482 | 176.5517 | 176.5517 | 70.5297 | 162.5342 | 65.5265
2020-05-05 00:33 | 0.00 | 203.5439 | 197.3644 | 189.2714 | 216.6857 | 189.2773 | 212.7967 | 234.3995 | 189.2829 | 194.4908 | 189.2473 | 181.9452 | 189.2798 | 132.2994 | 131.4663 | 189.2512 | 187.4647 | 240.1148 | 239.9916 | 239.9916 | 131.4663 | 228.2869 | 127.5552
2020-05-05 00:34 | 0.00 | 256.5398 | 239.3495 | 240.4927 | 257.6768 | 240.5266 | 267.201 | 267.7088 | 240.5632 | 236.9502 | 240.3803 | 234.3293 | 240.5419 | 184.5976 | 184.1526 | 240.3968 | 237.399 | 284.788 | 284.5506 | 284.5506 | 184.1526 | 275.9985 | 182.1363
2020-05-05 00:35 | 0.00 | 274.1121 | 248.3023 | 257.8338 | 264.0587 | 257.8791 | 285.2636 | 265.9182 | 257.9284 | 246.5668 | 257.6852 | 253.2617 | 257.8997 | 208.5337 | 208.4839 | 257.7069 | 254.8463 | 292.4223 | 292.1612 | 292.1612 | 208.4839 | 287.1116 | 208.3904
2020-05-05 00:36 | 0.00 | 282.5021 | 250.9348 | 267.0533 | 263.4562 | 267.1049 | 293.2901 | 257.8459 | 267.1613 | 249.8845 | 266.8845 | 264.0948 | 267.1285 | 226.3249 | 226.6025 | 266.9091 | 264.099 | 291.0229 | 290.7651 | 290.7651 | 226.6025 | 289.1373 | 228.0846
2020-05-05 00:37 | 0.00 | 222.2589 | 205.5326 | 215.9302 | 209.8673 | 215.9504 | 225.6701 | 203.2895 | 215.9719 | 205.3374 | 215.8609 | 215.1918 | 215.9595 | 199.3994 | 199.644 | 215.8713 | 213.4665 | 220.0196 | 219.9376 | 219.9376 | 199.644 | 221.6389 | 200.8885
2020-05-05 00:38 | 0.00 | 95.4969 | 91.4866 | 94.3806 | 92.246 | 94.3549 | 95.4279 | 89.8499 | 94.3254 | 91.4826 | 94.4566 | 94.2292 | 94.3428 | 90.3506 | 90.3871 | 94.4462 | 94.9768 | 93.064 | 93.1669 | 93.1669 | 90.3871 | 94.2479 | 90.6238
2020-05-05 00:39 | 0.00 | 49.3199 | 49.2806 | 49.5596 | 49.2819 | 49.5234 | 48.4766 | 48.7172 | 49.4821 | 49.2809 | 49.6689 | 49.4694 | 49.5064 | 48.6421 | 48.6018 | 49.6538 | 50.9561 | 47.8432 | 47.9862 | 47.9862 | 48.6018 | 48.5079 | 48.4642
2020-05-05 00:40 | 0.00 | 26.8474 | 26.8255 | 26.9812 | 26.8255 | 26.9428 | 26.3809 | 26.5082 | 26.8991 | 26.8255 | 27.0976 | 26.8914 | 26.9248 | 26.4482 | 26.4051 | 27.0815 | 28.5477 | 25.91 | 26.0609 | 26.0609 | 26.4051 | 26.2973 | 26.2576
2020-05-05 00:41 | 0.00 | 3.8072 | 3.794 | 3.8245 | 3.794 | 3.8048 | 3.7421 | 3.74 | 3.7824 | 3.794 | 3.8843 | 3.7812 | 3.7956 | 3.7247 | 3.7027 | 3.876 | 4.6972 | 3.5742 | 3.6514 | 3.6514 | 3.7027 | 3.6471 | 3.6276
2020-05-05 00:42 | 0.00 | 0 | 0 | 0 | 0 | 0 | 0 | 0 | 0 | 0 | 0 | 0 | 0 | 0 | 0 | 0 | 0 | 0 | 0 | 0 | 0 | 0 | 0
2020-05-05 00:43 | 0.00 | 0 | 0 | 0 | 0 | 0 | 0 | 0 | 0 | 0 | 0 | 0 | 0 | 0 | 0 | 0 | 0 | 0 | 0 | 0 | 0 | 0 | 0
2020-05-05 00:44 | 0.00 | 0 | 0 | 0 | 0 | 0 | 0 | 0 | 0 | 0 | 0 | 0 | 0 | 0 | 0 | 0 | 0 | 0 | 0 | 0 | 0 | 0 | 0
2020-05-05 00:45 | 0.00 | 0 | 0 | 0 | 0 | 0 | 0 | 0 | 0 | 0 | 0 | 0 | 0 | 0 | 0 | 0 | 0 | 0 | 0 | 0 | 0 | 0 | 0
2020-05-05 00:46 | 0.00 | 0 | 0 | 0 | 0 | 0 | 0 | 0 | 0 | 0 | 0 | 0 | 0 | 0 | 0 | 0 | 0 | 0 | 0 | 0 | 0 | 0 | 0
2020-05-05 00:47 | 0.00 | 0 | 0 | 0 | 0 | 0 | 0 | 0 | 0 | 0 | 0 | 0 | 0 | 0 | 0 | 0 | 0 | 0 | 0 | 0 | 0 | 0 | 0
2020-05-05 00:48 | 0.00 | 0 | 0 | 0 | 0 | 0 | 0 | 0 | 0 | 0 | 0 | 0 | 0 | 0 | 0 | 0 | 0 | 0 | 0 | 0 | 0 | 0 | 0
2020-05-05 00:49 | 0.00 | 0 | 0 | 0 | 0 | 0 | 0 | 0 | 0 | 0 | 0 | 0 | 0 | 0 | 0 | 0 | 0 | 0 | 0 | 0 | 0 | 0 | 0
2020-05-05 00:50 | 0.00 | 0 | 0 | 0 | 0 | 0 | 0 | 0 | 0 | 0 | 0 | 0 | 0 | 0 | 0 | 0 | 0 | 0 | 0 | 0 | 0 | 0 | 0
2020-05-05 00:51 | 0.00 | 0 | 0 | 0 | 0 | 0 | 0 | 0 | 0 | 0 | 0 | 0 | 0 | 0 | 0 | 0 | 0 | 0 | 0 | 0 | 0 | 0 | 0
2020-05-05 00:52 | 0.00 | 0 | 0 | 0 | 0 | 0 | 0 | 0 | 0 | 0 | 0 | 0 | 0 | 0 | 0 | 0 | 0 | 0 | 0 | 0 | 0 | 0 | 0
2020-05-05 00:53 | 0.00 | 0 | 0 | 0 | 0 | 0 | 0 | 0 | 0 | 0 | 0 | 0 | 0 | 0 | 0 | 0 | 0 | 0 | 0 | 0 | 0 | 0 | 0
2020-05-05 00:54 | 0.00 | 2.2149 | 3.4093 | 1.9339 | 4.428 | 1.9207 | 2.3957 | 6.512 | 1.9058 | 3.2221 | 1.9738 | 1.5713 | 1.9146 | 0.87038 | 0.85563 | 1.9682 | 2.5006 | 4.9766 | 5.0275 | 5.0275 | 0.85563 | 3.9277 | 0.80515
2020-05-05 00:55 | 0.00 | 54.4515 | 66.0165 | 48.6264 | 79.477 | 48.5906 | 58.1017 | 101.9821 | 48.5498 | 63.6121 | 48.7346 | 43.0481 | 48.5738 | 19.9064 | 19.2604 | 48.7196 | 49.9956 | 89.4499 | 89.5619 | 89.5619 | 19.2604 | 77.2566 | 16.4516
2020-05-05 00:56 | 0.00 | 136.3981 | 141.8117 | 125.3065 | 160.4021 | 125.2874 | 143.3354 | 184.0788 | 125.2651 | 138.7361 | 125.3618 | 117.5613 | 125.2783 | 74.0509 | 72.9836 | 125.3544 | 125.4059 | 178.1955 | 178.1962 | 178.1962 | 72.9836 | 164.3137 | 67.9398
2020-05-05 00:57 | 0.00 | 208.2587 | 202.37 | 194.1331 | 221.6408 | 194.1415 | 217.2776 | 239.3677 | 194.1499 | 199.4961 | 194.1012 | 186.8104 | 194.1451 | 137.1518 | 136.3136 | 194.1063 | 192.1399 | 244.692 | 244.5576 | 244.5576 | 136.3136 | 232.9435 | 132.3723
2020-05-05 00:58 | 0.00 | 257.6734 | 240.4438 | 241.456 | 259.0442 | 241.4904 | 268.3965 | 269.3227 | 241.5276 | 238.0029 | 241.3418 | 235.1882 | 241.506 | 184.71 | 184.2524 | 241.3586 | 238.3593 | 286.3935 | 286.1517 | 286.1517 | 184.2524 | 277.4626 | 182.1767
2020-05-05 00:59 | 0.00 | 284.4581 | 256.9059 | 267.0514 | 273.7646 | 267.1025 | 296.4176 | 275.8257 | 267.1582 | 255.0456 | 266.8844 | 262.1627 | 267.1257 | 214.2376 | 214.1845 | 266.9087 | 264.0465 | 304.1349 | 303.8416 | 303.8416 | 214.1845 | 298.4105 | 214.0839
2020-05-05 01:00 | 0.00 | 291.4574 | 254.6622 | 273.4176 | 269.2004 | 273.4731 | 304.3919 | 262.8482 | 273.5337 | 253.4479 | 273.2365 | 270.0047 | 273.4984 | 226.4615 | 226.7887 | 273.2628 | 270.4616 | 301.8066 | 301.5202 | 301.5202 | 226.7887 | 299.3374 | 228.5445
2020-05-05 01:01 | 0.00 | 235.4931 | 203.2324 | 222.6879 | 211.4348 | 222.714 | 244.7151 | 200.2068 | 222.742 | 202.8891 | 222.6 | 221.3733 | 222.7257 | 194.1955 | 194.6738 | 222.6131 | 220.3139 | 234.8476 | 234.7222 | 234.7222 | 194.6738 | 235.9895 | 197.1325
2020-05-05 01:02 | 0.00 | 181.2989 | 156.8761 | 173.1313 | 160.6867 | 173.1298 | 187.109 | 149.2038 | 173.1271 | 156.986 | 173.1306 | 172.9588 | 173.1288 | 157.7047 | 158.1433 | 173.1312 | 171.8886 | 175.3642 | 175.3705 | 175.3705 | 158.1433 | 178.1387 | 160.385
2020-05-05 01:03 | 0.00 | 150.673 | 116.6773 | 140.6576 | 119.1987 | 140.6436 | 158.9766 | 100.8959 | 140.6271 | 117.2614 | 140.6965 | 141.4325 | 140.6369 | 127.9215 | 128.6369 | 140.6914 | 140.3646 | 138.677 | 138.7372 | 138.7372 | 128.6369 | 143.4679 | 132.262
2020-05-05 01:04 | 0.00 | 72.5838 | 53.5393 | 67.6018 | 53.4803 | 67.5684 | 77.1263 | 44.6438 | 67.5303 | 54.0383 | 67.7022 | 68.5748 | 67.5527 | 64.3804 | 64.8267 | 67.6884 | 68.7848 | 62.4288 | 62.5634 | 62.5634 | 64.8267 | 66.1787 | 67.1264
2020-05-05 01:05 | 0.00 | 26.8074 | 11.5969 | 22.3984 | 11.2708 | 22.3599 | 31.7736 | 9.7188 | 22.3162 | 11.9089 | 22.5149 | 23.6331 | 22.3419 | 22.3882 | 22.84 | 22.4988 | 23.9679 | 16.8571 | 17.0096 | 17.0096 | 22.84 | 20.0796 | 25.2148
2020-05-05 01:06 | 0.00 | 0 | 0 | 0 | 0 | 0 | 0 | 0 | 0 | 0 | 0 | 0 | 0 | 0 | 0 | 0 | 0 | 0 | 0 | 0 | 0 | 0 | 0
2020-05-05 01:07 | 0.00 | 0 | 0 | 0 | 0 | 0 | 0 | 0 | 0 | 0 | 0 | 0 | 0 | 0 | 0 | 0 | 0 | 0 | 0 | 0 | 0 | 0 | 0
2020-05-05 01:08 | 0.00 | 0 | 0 | 0 | 0 | 0 | 0 | 0 | 0 | 0 | 0 | 0 | 0 | 0 | 0 | 0 | 0 | 0 | 0 | 0 | 0 | 0 | 0
2020-05-05 01:09 | 0.00 | 0 | 0 | 0 | 0 | 0 | 0 | 0 | 0 | 0 | 0 | 0 | 0 | 0 | 0 | 0 | 0 | 0 | 0 | 0 | 0 | 0 | 0
2020-05-05 01:10 | 0.00 | 0 | 0 | 0 | 0 | 0 | 0 | 0 | 0 | 0 | 0 | 0 | 0 | 0 | 0 | 0 | 0 | 0 | 0 | 0 | 0 | 0 | 0
2020-05-05 01:11 | 0.00 | 0 | 0 | 0 | 0 | 0 | 0 | 0 | 0 | 0 | 0 | 0 | 0 | 0 | 0 | 0 | 0 | 0 | 0 | 0 | 0 | 0 | 0
2020-05-05 01:12 | 0.00 | 0 | 0 | 0 | 0 | 0 | 0 | 0 | 0 | 0 | 0 | 0 | 0 | 0 | 0 | 0 | 0 | 0 | 0 | 0 | 0 | 0 | 0
2020-05-05 01:13 | 0.00 | 0 | 0 | 0 | 0 | 0 | 0 | 0 | 0 | 0 | 0 | 0 | 0 | 0 | 0 | 0 | 0 | 0 | 0 | 0 | 0 | 0 | 0
2020-05-05 01:14 | 0.00 | 0 | 0 | 0 | 0 | 0 | 0 | 0 | 0 | 0 | 0 | 0 | 0 | 0 | 0 | 0 | 0 | 0 | 0 | 0 | 0 | 0 | 0
2020-05-05 01:15 | 0.00 | 0 | 0 | 0 | 0 | 0 | 0 | 0 | 0 | 0 | 0 | 0 | 0 | 0 | 0 | 0 | 0 | 0 | 0 | 0 | 0 | 0 | 0
2020-05-05 01:16 | 0.00 | 0 | 0 | 0 | 0 | 0 | 0 | 0 | 0 | 0 | 0 | 0 | 0 | 0 | 0 | 0 | 0 | 0 | 0 | 0 | 0 | 0 | 0
2020-05-05 01:17 | 0.00 | 0 | 0 | 0 | 0 | 0 | 0 | 0 | 0 | 0 | 0 | 0 | 0 | 0 | 0 | 0 | 0 | 0 | 0 | 0 | 0 | 0 | 0
2020-05-05 01:18 | 0.00 | 2.4064 | 3.8446 | 2.0878 | 5.0316 | 2.0747 | 2.6046 | 7.4785 | 2.0597 | 3.6249 | 2.1277 | 1.6643 | 2.0685 | 0.80319 | 0.78843 | 2.1221 | 2.6799 | 5.6524 | 5.7031 | 5.7031 | 0.78843 | 4.4253 | 0.73796
2020-05-05 01:19 | 0.00 | 57.4695 | 70.5069 | 51.2847 | 85.0928 | 51.2492 | 61.2603 | 109.6931 | 51.2088 | 67.8858 | 51.3917 | 45.203 | 51.2325 | 19.9746 | 19.2567 | 51.3769 | 52.6256 | 95.5921 | 95.6986 | 95.6986 | 19.2567 | 82.3313 | 16.1069
2020-05-05 01:20 | 0.00 | 140.5452 | 146.5961 | 129.2215 | 165.8223 | 129.2036 | 147.5212 | 190.5233 | 129.1828 | 143.4041 | 129.2727 | 121.1928 | 129.1951 | 76.2168 | 75.1023 | 129.2659 | 129.224 | 183.9181 | 183.9087 | 183.9087 | 75.1023 | 169.5209 | 69.8287
2020-05-05 01:21 | 0.00 | 207.7788 | 202.5283 | 194.1248 | 221.385 | 194.1331 | 216.3473 | 238.9325 | 194.1413 | 199.7022 | 194.0934 | 186.9268 | 194.1366 | 138.2953 | 137.4606 | 194.0984 | 192.1424 | 243.5072 | 243.3762 | 243.3762 | 137.4606 | 232.0101 | 133.5311
2020-05-05 01:22 | 0.00 | 248.6147 | 232.784 | 233.9132 | 249.6986 | 233.9442 | 258.1401 | 258.7976 | 233.9775 | 230.5706 | 233.81 | 228.226 | 233.9582 | 182.1189 | 181.7092 | 233.8252 | 231.1675 | 274.2995 | 274.0845 | 274.0845 | 181.7092 | 266.38 | 179.8533
2020-05-05 01:23 | 0.00 | 289.3025 | 262.2181 | 272.2295 | 278.8114 | 272.2842 | 300.8852 | 280.7409 | 272.3439 | 260.3867 | 272.051 | 267.422 | 272.3091 | 220.0999 | 220.0504 | 272.077 | 269.2651 | 308.4706 | 308.1642 | 308.1642 | 220.0504 | 302.9531 | 219.9584
2020-05-05 01:24 | 0.00 | 298.4519 | 261.5913 | 280.4667 | 276.0744 | 280.5273 | 311.23 | 269.5155 | 280.5935 | 260.3877 | 280.2696 | 277.0834 | 280.5549 | 233.5217 | 233.8566 | 280.2983 | 277.5773 | 308.4802 | 308.1737 | 308.1737 | 233.8566 | 306.1692 | 235.642
2020-05-05 01:25 | 0.00 | 281.6209 | 235.9687 | 263.2481 | 247.7188 | 263.2966 | 295.427 | 232.4172 | 263.3495 | 235.4643 | 263.0893 | 261.3875 | 263.3187 | 223.342 | 224.0304 | 263.1125 | 260.2207 | 282.1488 | 281.9188 | 281.9188 | 224.0304 | 283.0921 | 227.552
2020-05-05 01:26 | 0.00 | 248.3216 | 194.6507 | 229.9329 | 203.1242 | 229.9607 | 263.0495 | 178.8824 | 229.9906 | 194.9031 | 229.8396 | 229.6729 | 229.9733 | 198.4238 | 199.437 | 229.8534 | 227.0542 | 239.0176 | 238.8955 | 238.8955 | 199.437 | 243.298 | 204.556
2020-05-05 01:27 | 0.00 | 182.1364 | 124.781 | 165.0732 | 129.0374 | 165.0684 | 196.9861 | 98.4497 | 165.0621 | 125.7813 | 165.0829 | 166.4467 | 165.0659 | 144.7923 | 146.0256 | 165.082 | 164.0796 | 163.6136 | 163.6379 | 163.6379 | 146.0256 | 170.8854 | 152.2352
2020-05-05 01:28 | 0.00 | 104.2386 | 53.9372 | 90.7394 | 54.0382 | 90.711 | 117.3533 | 29.5956 | 90.6785 | 55.2605 | 90.824 | 93.3114 | 90.6976 | 83.0014 | 84.2239 | 90.8124 | 91.5411 | 80.7349 | 80.8551 | 80.8551 | 84.2239 | 89.2994 | 90.3992
2020-05-05 01:29 | 0.00 | 25.0836 | 10.0933 | 20.7548 | 9.7459 | 20.7162 | 29.9974 | 8.2748 | 20.6723 | 10.3958 | 20.8717 | 22.0218 | 20.6981 | 20.9987 | 21.4553 | 20.8555 | 22.3338 | 15.0333 | 15.1862 | 15.1862 | 21.4553 | 18.2606 | 23.8553
2020-05-05 01:30 | 0.00 | 0 | 0 | 0 | 0 | 0 | 0 | 0 | 0 | 0 | 0 | 0 | 0 | 0 | 0 | 0 | 0 | 0 | 0 | 0 | 0 | 0 | 0
2020-05-05 01:31 | 0.00 | 0 | 0 | 0 | 0 | 0 | 0 | 0 | 0 | 0 | 0 | 0 | 0 | 0 | 0 | 0 | 0 | 0 | 0 | 0 | 0 | 0 | 0
2020-05-05 01:32 | 0.00 | 0 | 0 | 0 | 0 | 0 | 0 | 0 | 0 | 0 | 0 | 0 | 0 | 0 | 0 | 0 | 0 | 0 | 0 | 0 | 0 | 0 | 0
2020-05-05 01:33 | 0.00 | 0 | 0 | 0 | 0 | 0 | 0 | 0 | 0 | 0 | 0 | 0 | 0 | 0 | 0 | 0 | 0 | 0 | 0 | 0 | 0 | 0 | 0
2020-05-05 01:34 | 0.00 | 0 | 0 | 0 | 0 | 0 | 0 | 0 | 0 | 0 | 0 | 0 | 0 | 0 | 0 | 0 | 0 | 0 | 0 | 0 | 0 | 0 | 0
2020-05-05 01:35 | 0.00 | 0 | 0 | 0 | 0 | 0 | 0 | 0 | 0 | 0 | 0 | 0 | 0 | 0 | 0 | 0 | 0 | 0 | 0 | 0 | 0 | 0 | 0
2020-05-05 01:36 | 0.00 | 0 | 0 | 0 | 0 | 0 | 0 | 0 | 0 | 0 | 0 | 0 | 0 | 0 | 0 | 0 | 0 | 0 | 0 | 0 | 0 | 0 | 0
2020-05-05 01:37 | 0.00 | 0 | 0 | 0 | 0 | 0 | 0 | 0 | 0 | 0 | 0 | 0 | 0 | 0 | 0 | 0 | 0 | 0 | 0 | 0 | 0 | 0 | 0
2020-05-05 01:38 | 0.00 | 0 | 0 | 0 | 0 | 0 | 0 | 0 | 0 | 0 | 0 | 0 | 0 | 0 | 0 | 0 | 0 | 0 | 0 | 0 | 0 | 0 | 0
2020-05-05 01:39 | 0.00 | 0 | 0 | 0 | 0 | 0 | 0 | 0 | 0 | 0 | 0 | 0 | 0 | 0 | 0 | 0 | 0 | 0 | 0 | 0 | 0 | 0 | 0
2020-05-05 01:40 | 0.00 | 0 | 0 | 0 | 0 | 0 | 0 | 0 | 0 | 0 | 0 | 0 | 0 | 0 | 0 | 0 | 0 | 0 | 0 | 0 | 0 | 0 | 0
2020-05-05 01:41 | 0.00 | 0 | 0 | 0 | 0 | 0 | 0 | 0 | 0 | 0 | 0 | 0 | 0 | 0 | 0 | 0 | 0 | 0 | 0 | 0 | 0 | 0 | 0
2020-05-05 01:42 | 0.00 | 2.6309 | 4.4463 | 2.2555 | 5.896 | 2.2424 | 2.8576 | 8.9177 | 2.2274 | 4.176 | 2.2954 | 1.741 | 2.2362 | 0.65865 | 0.64389 | 2.2898 | 2.878 | 6.6339 | 6.6843 | 6.6843 | 0.64389 | 5.1251 | 0.5934
2020-05-05 01:43 | 0.00 | 58.9491 | 72.9201 | 52.747 | 87.9124 | 52.7117 | 62.6373 | 113.4378 | 52.6715 | 70.2085 | 52.8533 | 46.4549 | 52.6951 | 20.3942 | 19.6374 | 52.8386 | 54.0722 | 98.3101 | 98.4144 | 98.4144 | 19.6374 | 84.6389 | 16.2913
2020-05-05 01:44 | 0.00 | 141.8722 | 148.2811 | 130.9002 | 167.2147 | 130.8829 | 148.475 | 191.7468 | 130.8627 | 145.1284 | 130.9497 | 122.9833 | 130.8746 | 78.771 | 77.6643 | 130.9431 | 130.8612 | 184.6472 | 184.6366 | 184.6366 | 77.6643 | 170.4578 | 72.4224
2020-05-05 01:45 | 0.00 | 213.3471 | 207.9947 | 199.1093 | 227.7623 | 199.1201 | 222.2414 | 246.2627 | 199.1311 | 205.0325 | 199.0699 | 191.5812 | 199.1248 | 140.8628 | 139.9926 | 199.076 | 196.9346 | 250.8988 | 250.7498 | 250.7498 | 139.9926 | 238.8028 | 135.893
2020-05-05 01:46 | 0.00 | 264.3071 | 247.0491 | 247.853 | 266.108 | 247.8914 | 275.0149 | 276.7606 | 247.9331 | 244.5425 | 247.726 | 241.4258 | 247.9088 | 189.9378 | 189.4662 | 247.7446 | 244.7665 | 293.7973 | 293.5343 | 293.5343 | 189.4662 | 284.6586 | 187.3176
2020-05-05 01:47 | 0.00 | 291.4881 | 263.2838 | 273.6835 | 280.5619 | 273.7392 | 303.5914 | 282.5805 | 273.8001 | 261.3799 | 273.5018 | 268.674 | 273.7646 | 219.6603 | 219.6075 | 273.5282 | 270.7312 | 311.5619 | 311.246 | 311.246 | 219.6075 | 305.7772 | 219.5055
2020-05-05 01:48 | 0.00 | 298.1293 | 259.7194 | 279.3772 | 274.7321 | 279.437 | 311.515 | 267.8625 | 279.5024 | 258.4771 | 279.1826 | 275.8635 | 279.4643 | 230.8148 | 231.16 | 279.2109 | 276.4765 | 308.5416 | 308.2349 | 308.2349 | 231.16 | 306.141 | 233.0058
2020-05-05 01:49 | 0.00 | 282.9922 | 235.2951 | 263.7968 | 247.4258 | 263.8457 | 297.4804 | 231.3848 | 263.899 | 234.7859 | 263.6367 | 261.8834 | 263.868 | 222.5013 | 223.2175 | 263.6601 | 260.7748 | 283.3224 | 283.089 | 283.089 | 223.2175 | 284.3905 | 226.8843
2020-05-05 01:50 | 0.00 | 244.4695 | 189.4106 | 225.64 | 197.8924 | 225.6651 | 259.6272 | 172.954 | 225.6919 | 189.6946 | 225.5554 | 225.4264 | 225.6764 | 193.809 | 194.847 | 225.568 | 222.7281 | 234.504 | 234.3934 | 234.3934 | 194.847 | 239.0405 | 200.0974
2020-05-05 01:51 | 0.00 | 183.2064 | 124.8091 | 165.933 | 128.9406 | 165.9286 | 198.2436 | 97.6381 | 165.9228 | 125.854 | 165.9414 | 167.4012 | 165.9264 | 145.6915 | 146.954 | 165.9407 | 164.9084 | 163.8042 | 163.8281 | 163.8281 | 146.954 | 171.4132 | 153.309
2020-05-05 01:52 | 0.00 | 105.2169 | 54.7863 | 91.8333 | 54.6769 | 91.8052 | 118.2158 | 30.0838 | 91.7729 | 56.1426 | 91.917 | 94.5009 | 91.7919 | 84.5653 | 85.8024 | 91.9055 | 92.6142 | 80.9947 | 81.1146 | 81.1146 | 85.8024 | 89.8206 | 92.0492
2020-05-05 01:53 | 0.00 | 26.7899 | 9.451 | 21.596 | 9.0364 | 21.5575 | 32.8695 | 7.4398 | 21.5136 | 9.7782 | 21.7129 | 23.244 | 21.5394 | 22.4995 | 23.0878 | 21.6966 | 23.1721 | 14.6138 | 14.7668 | 14.7668 | 23.0878 | 18.3327 | 26.1752
2020-05-05 01:54 | 0.00 | 0 | 0 | 0 | 0 | 0 | 0 | 0 | 0 | 0 | 0 | 0 | 0 | 0 | 0 | 0 | 0 | 0 | 0 | 0 | 0 | 0 | 0
2020-05-05 01:55 | 0.00 | 0 | 0 | 0 | 0 | 0 | 0 | 0 | 0 | 0 | 0 | 0 | 0 | 0 | 0 | 0 | 0 | 0 | 0 | 0 | 0 | 0 | 0
2020-05-05 01:56 | 0.00 | 0 | 0 | 0 | 0 | 0 | 0 | 0 | 0 | 0 | 0 | 0 | 0 | 0 | 0 | 0 | 0 | 0 | 0 | 0 | 0 | 0 | 0
2020-05-05 01:57 | 0.00 | 0 | 0 | 0 | 0 | 0 | 0 | 0 | 0 | 0 | 0 | 0 | 0 | 0 | 0 | 0 | 0 | 0 | 0 | 0 | 0 | 0 | 0
2020-05-05 01:58 | 0.00 | 0 | 0 | 0 | 0 | 0 | 0 | 0 | 0 | 0 | 0 | 0 | 0 | 0 | 0 | 0 | 0 | 0 | 0 | 0 | 0 | 0 | 0
2020-05-05 01:59 | 0.00 | 0 | 0 | 0 | 0 | 0 | 0 | 0 | 0 | 0 | 0 | 0 | 0 | 0 | 0 | 0 | 0 | 0 | 0 | 0 | 0 | 0 | 0
2020-05-05 02:00 | 0.00 | 0 | 0 | 0 | 0 | 0 | 0 | 0 | 0 | 0 | 0 | 0 | 0 | 0 | 0 | 0 | 0 | 0 | 0 | 0 | 0 | 0 | 0
2020-05-05 02:01 | 0.00 | 0 | 0 | 0 | 0 | 0 | 0 | 0 | 0 | 0 | 0 | 0 | 0 | 0 | 0 | 0 | 0 | 0 | 0 | 0 | 0 | 0 | 0
2020-05-05 02:02 | 0.00 | 0 | 0 | 0 | 0 | 0 | 0 | 0 | 0 | 0 | 0 | 0 | 0 | 0 | 0 | 0 | 0 | 0 | 0 | 0 | 0 | 0 | 0
2020-05-05 02:03 | 0.00 | 0 | 0 | 0 | 0 | 0 | 0 | 0 | 0 | 0 | 0 | 0 | 0 | 0 | 0 | 0 | 0 | 0 | 0 | 0 | 0 | 0 | 0
2020-05-05 02:04 | 0.00 | 0 | 0 | 0 | 0 | 0 | 0 | 0 | 0 | 0 | 0 | 0 | 0 | 0 | 0 | 0 | 0 | 0 | 0 | 0 | 0 | 0 | 0
2020-05-05 02:05 | 0.00 | 0 | 0 | 0 | 0 | 0 | 0 | 0 | 0 | 0 | 0 | 0 | 0 | 0 | 0 | 0 | 0 | 0 | 0 | 0 | 0 | 0 | 0
2020-05-05 02:06 | 0.00 | 2.9583 | 4.7334 | 2.6203 | 6.1014 | 2.6072 | 3.1443 | 8.9807 | 2.5923 | 4.4763 | 2.6602 | 2.1259 | 2.601 | 1.0356 | 1.0208 | 2.6546 | 3.2642 | 6.7345 | 6.785 | 6.785 | 1.0208 | 5.3137 | 0.97034
2020-05-05 02:07 | 0.00 | 59.2691 | 72.5975 | 53.6617 | 86.4831 | 53.6266 | 62.4392 | 110.2826 | 53.5865 | 70.0755 | 53.7677 | 47.7901 | 53.6101 | 23.258 | 22.5218 | 53.753 | 54.9771 | 95.693 | 95.7996 | 95.7996 | 22.5218 | 83.0632 | 19.2335
2020-05-05 02:08 | 0.00 | 143.8312 | 150.654 | 133.0903 | 169.4517 | 133.0737 | 150.1435 | 193.9794 | 133.0543 | 147.5107 | 133.1376 | 125.1978 | 133.0658 | 81.151 | 80.0356 | 133.1313 | 132.998 | 186.3535 | 186.3399 | 186.3399 | 80.0356 | 172.2736 | 74.7457
2020-05-05 02:09 | 0.00 | 215.3619 | 210.4846 | 201.6516 | 229.7455 | 201.6638 | 223.7435 | 247.8723 | 201.6763 | 207.5928 | 201.6079 | 194.315 | 201.6691 | 144.9991 | 144.149 | 201.6146 | 199.413 | 251.9091 | 251.7575 | 251.7575 | 144.149 | 240.1655 | 140.1395
2020-05-05 02:10 | 0.00 | 264.6291 | 248.0388 | 248.7364 | 266.5675 | 248.7754 | 274.815 | 276.9234 | 248.8177 | 245.5983 | 248.6077 | 242.4828 | 248.7931 | 192.3813 | 191.9209 | 248.6266 | 245.6513 | 293.1779 | 292.9167 | 292.9167 | 191.9209 | 284.3726 | 189.8188
2020-05-05 02:11 | 0.00 | 293.2172 | 265.4748 | 275.7287 | 282.4981 | 275.7858 | 304.9804 | 284.4133 | 275.8483 | 263.5987 | 275.5424 | 270.7932 | 275.8119 | 222.4144 | 222.3634 | 275.5695 | 272.7943 | 312.8355 | 312.5156 | 312.5156 | 222.3634 | 307.2299 | 222.2632
2020-05-05 02:12 | 0.00 | 297.5007 | 259.9422 | 279.2445 | 274.561 | 279.3042 | 310.4189 | 267.6737 | 279.3694 | 258.737 | 279.0502 | 275.8312 | 279.3314 | 231.7763 | 232.1175 | 279.0785 | 276.3424 | 307.3527 | 307.0497 | 307.0497 | 232.1175 | 305.1555 | 233.9374
2020-05-05 02:13 | 0.00 | 282.2285 | 235.4429 | 263.5174 | 247.2054 | 263.5661 | 296.2545 | 231.2222 | 263.6192 | 234.9641 | 263.358 | 261.6876 | 263.5883 | 223.226 | 223.9341 | 263.3812 | 260.4916 | 282.0737 | 281.8439 | 281.8439 | 223.9341 | 283.3227 | 227.5558
2020-05-05 02:14 | 0.00 | 244.1354 | 189.6975 | 225.656 | 197.9146 | 225.6811 | 258.9419 | 172.9717 | 225.7079 | 190.0043 | 225.5714 | 225.5046 | 225.6923 | 194.4998 | 195.5332 | 225.584 | 222.7431 | 233.7612 | 233.6523 | 233.6523 | 195.5332 | 238.4557 | 200.7569
2020-05-05 02:15 | 0.00 | 184.3634 | 125.8374 | 167.2103 | 129.7573 | 167.2065 | 199.255 | 98.0707 | 167.2012 | 126.9177 | 167.2172 | 168.7597 | 167.2044 | 147.3699 | 148.6438 | 167.2167 | 166.1466 | 164.2987 | 164.3218 | 164.3218 | 148.6438 | 172.1666 | 155.0533
2020-05-05 02:16 | 0.00 | 105.0594 | 53.0922 | 91.4277 | 52.7825 | 91.3995 | 118.3023 | 27.2251 | 91.3671 | 54.5222 | 91.5118 | 94.2555 | 91.3862 | 84.4422 | 85.7272 | 91.5003 | 92.2186 | 79.6006 | 79.7216 | 79.7216 | 85.7272 | 88.8768 | 92.2091
2020-05-05 02:17 | 0.00 | 26.9551 | 7.8082 | 21.2524 | 7.3266 | 21.2139 | 33.6923 | 5.7281 | 21.17 | 8.1681 | 21.3693 | 23.1554 | 21.1958 | 22.6546 | 23.3269 | 21.3531 | 22.8303 | 13.2865 | 13.4397 | 13.4397 | 23.3269 | 17.405 | 26.8463
2020-05-05 02:18 | 0.00 | 0 | 0 | 0 | 0 | 0 | 0 | 0 | 0 | 0 | 0 | 0 | 0 | 0 | 0 | 0 | 0 | 0 | 0 | 0 | 0 | 0 | 0
2020-05-05 02:19 | 0.00 | 0 | 0 | 0 | 0 | 0 | 0 | 0 | 0 | 0 | 0 | 0 | 0 | 0 | 0 | 0 | 0 | 0 | 0 | 0 | 0 | 0 | 0
2020-05-05 02:20 | 0.00 | 0 | 0 | 0 | 0 | 0 | 0 | 0 | 0 | 0 | 0 | 0 | 0 | 0 | 0 | 0 | 0 | 0 | 0 | 0 | 0 | 0 | 0
2020-05-05 02:21 | 0.00 | 0 | 0 | 0 | 0 | 0 | 0 | 0 | 0 | 0 | 0 | 0 | 0 | 0 | 0 | 0 | 0 | 0 | 0 | 0 | 0 | 0 | 0
2020-05-05 02:22 | 0.00 | 0 | 0 | 0 | 0 | 0 | 0 | 0 | 0 | 0 | 0 | 0 | 0 | 0 | 0 | 0 | 0 | 0 | 0 | 0 | 0 | 0 | 0
2020-05-05 02:23 | 0.00 | 0 | 0 | 0 | 0 | 0 | 0 | 0 | 0 | 0 | 0 | 0 | 0 | 0 | 0 | 0 | 0 | 0 | 0 | 0 | 0 | 0 | 0
2020-05-05 02:24 | 0.00 | 0 | 0 | 0 | 0 | 0 | 0 | 0 | 0 | 0 | 0 | 0 | 0 | 0 | 0 | 0 | 0 | 0 | 0 | 0 | 0 | 0 | 0
2020-05-05 02:25 | 0.00 | 0 | 0 | 0 | 0 | 0 | 0 | 0 | 0 | 0 | 0 | 0 | 0 | 0 | 0 | 0 | 0 | 0 | 0 | 0 | 0 | 0 | 0
2020-05-05 02:26 | 0.00 | 0 | 0 | 0 | 0 | 0 | 0 | 0 | 0 | 0 | 0 | 0 | 0 | 0 | 0 | 0 | 0 | 0 | 0 | 0 | 0 | 0 | 0
2020-05-05 02:27 | 0.00 | 0 | 0 | 0 | 0 | 0 | 0 | 0 | 0 | 0 | 0 | 0 | 0 | 0 | 0 | 0 | 0 | 0 | 0 | 0 | 0 | 0 | 0
2020-05-05 02:28 | 0.00 | 0 | 0 | 0 | 0 | 0 | 0 | 0 | 0 | 0 | 0 | 0 | 0 | 0 | 0 | 0 | 0 | 0 | 0 | 0 | 0 | 0 | 0
2020-05-05 02:29 | 0.00 | 0 | 0 | 0 | 0 | 0 | 0 | 0 | 0 | 0 | 0 | 0 | 0 | 0 | 0 | 0 | 0 | 0 | 0 | 0 | 0 | 0 | 0
2020-05-05 02:30 | 0.00 | 1.1121 | 1.1069 | 1.1163 | 1.1086 | 1.1031 | 1.0942 | 1.0924 | 1.0881 | 1.1066 | 1.1562 | 1.087 | 1.0969 | 1.0737 | 1.059 | 1.1507 | 1.8064 | 0.99912 | 1.0507 | 1.0507 | 1.059 | 1.027 | 1.0085
2020-05-05 02:31 | 0.00 | 59.4553 | 70.5418 | 54.6733 | 82.2495 | 54.6386 | 61.9835 | 101.9565 | 54.5989 | 68.4161 | 54.7781 | 49.6188 | 54.6222 | 27.6301 | 26.9389 | 54.7636 | 55.9603 | 89.7705 | 89.8776 | 89.8776 | 26.9389 | 79.3552 | 23.7873
2020-05-05 02:32 | 0.00 | 146.0527 | 153.3112 | 135.3646 | 172.2896 | 135.3488 | 152.2055 | 197.2576 | 135.3303 | 150.1312 | 135.4092 | 127.398 | 135.3412 | 83.0632 | 81.9321 | 135.4033 | 135.2082 | 189.0528 | 189.0337 | 189.0337 | 81.9321 | 174.8128 | 76.563
2020-05-05 02:33 | 0.00 | 217.0416 | 212.4092 | 203.1407 | 232.084 | 203.1535 | 225.4735 | 250.7735 | 203.1668 | 209.4462 | 203.0946 | 195.6282 | 203.1592 | 145.2971 | 144.42 | 203.1017 | 200.8445 | 254.5054 | 254.3475 | 254.3475 | 144.42 | 242.4692 | 140.2792
2020-05-05 02:34 | 0.00 | 268.5979 | 252.1122 | 252.6789 | 270.7737 | 252.7205 | 278.7003 | 281.2689 | 252.7656 | 249.6488 | 252.5421 | 246.3727 | 252.7394 | 195.8926 | 195.4253 | 252.5621 | 249.6076 | 297.349 | 297.0756 | 297.0756 | 195.4253 | 288.5044 | 193.2864
2020-05-05 02:35 | 0.00 | 293.4685 | 265.9103 | 276.1018 | 282.8484 | 276.1592 | 305.0748 | 284.7203 | 276.222 | 264.0429 | 275.9147 | 271.188 | 276.1854 | 223.0192 | 222.9676 | 275.9419 | 273.1701 | 312.905 | 312.5849 | 312.5849 | 222.9676 | 307.379 | 222.8628
2020-05-05 02:36 | 0.00 | 298.9775 | 261.2458 | 280.6912 | 275.8597 | 280.7519 | 311.8622 | 268.8101 | 280.8184 | 260.0463 | 280.4936 | 277.2858 | 280.7797 | 233.1527 | 233.4981 | 280.5223 | 277.8044 | 308.6405 | 308.3334 | 308.3334 | 233.4981 | 306.5372 | 235.3366
2020-05-05 02:37 | 0.00 | 281.9732 | 235.4049 | 263.4399 | 246.993 | 263.4886 | 295.8082 | 230.8915 | 263.5416 | 234.9463 | 263.2807 | 261.6591 | 263.5107 | 223.5574 | 224.2666 | 263.3039 | 260.414 | 281.4458 | 281.2177 | 281.2177 | 224.2666 | 282.8415 | 227.891
2020-05-05 02:38 | 0.00 | 243.9734 | 189.8583 | 225.7279 | 197.8508 | 225.753 | 258.5381 | 172.7953 | 225.7799 | 190.1893 | 225.6432 | 225.6368 | 225.7643 | 195.0927 | 196.1262 | 225.6558 | 222.8051 | 233.1462 | 233.0388 | 233.0388 | 196.1262 | 238.0184 | 201.3472
2020-05-05 02:39 | 0.00 | 184.2241 | 125.7822 | 167.2553 | 129.4672 | 167.2514 | 198.929 | 97.5187 | 167.2462 | 126.8952 | 167.2622 | 168.8833 | 167.2494 | 147.9301 | 149.211 | 167.2617 | 166.1928 | 163.5704 | 163.5949 | 163.5949 | 149.211 | 171.6631 | 155.6527
2020-05-05 02:40 | 0.00 | 107.7972 | 53.5854 | 93.7398 | 53.0558 | 93.7122 | 121.454 | 26.165 | 93.6804 | 55.1102 | 93.8221 | 96.7763 | 93.6991 | 86.9663 | 88.3187 | 93.8109 | 94.4878 | 80.6836 | 80.8038 | 80.8038 | 88.3187 | 90.5638 | 95.1341
2020-05-05 02:41 | 0.00 | 27.9608 | 7.8683 | 22.1067 | 7.3096 | 22.0681 | 34.852 | 5.6096 | 22.0243 | 8.2586 | 22.2234 | 24.1454 | 22.05 | 23.8502 | 24.5616 | 22.2072 | 23.6811 | 13.4416 | 13.5949 | 13.5949 | 24.5616 | 17.8176 | 28.2727
2020-05-05 02:42 | 0.00 | 0 | 0 | 0 | 0 | 0 | 0 | 0 | 0 | 0 | 0 | 0 | 0 | 0 | 0 | 0 | 0.01453 | 0 | 0 | 0 | 0 | 0 | 0
2020-05-05 02:43 | 0.00 | 0 | 0 | 0 | 0 | 0 | 0 | 0 | 0 | 0 | 0 | 0 | 0 | 0 | 0 | 0 | 0 | 0 | 0 | 0 | 0 | 0 | 0
2020-05-05 02:44 | 0.00 | 0 | 0 | 0 | 0 | 0 | 0 | 0 | 0 | 0 | 0 | 0 | 0 | 0 | 0 | 0 | 0 | 0 | 0 | 0 | 0 | 0 | 0
2020-05-05 02:45 | 0.00 | 0 | 0 | 0 | 0 | 0 | 0 | 0 | 0 | 0 | 0 | 0 | 0 | 0 | 0 | 0 | 0 | 0 | 0 | 0 | 0 | 0 | 0
2020-05-05 02:46 | 0.00 | 0 | 0 | 0 | 0 | 0 | 0 | 0 | 0 | 0 | 0 | 0 | 0 | 0 | 0 | 0 | 0 | 0 | 0 | 0 | 0 | 0 | 0
2020-05-05 02:47 | 0.00 | 0 | 0 | 0 | 0 | 0 | 0 | 0 | 0 | 0 | 0 | 0 | 0 | 0 | 0 | 0 | 0 | 0 | 0 | 0 | 0 | 0 | 0
2020-05-05 02:48 | 0.00 | 0 | 0 | 0 | 0 | 0 | 0 | 0 | 0 | 0 | 0 | 0 | 0 | 0 | 0 | 0 | 0 | 0 | 0 | 0 | 0 | 0 | 0
2020-05-05 02:49 | 0.00 | 0 | 0 | 0 | 0 | 0 | 0 | 0 | 0 | 0 | 0 | 0 | 0 | 0 | 0 | 0 | 0 | 0 | 0 | 0 | 0 | 0 | 0
2020-05-05 02:50 | 0.00 | 0 | 0 | 0 | 0 | 0 | 0 | 0 | 0 | 0 | 0 | 0 | 0 | 0 | 0 | 0 | 0 | 0 | 0 | 0 | 0 | 0 | 0
2020-05-05 02:51 | 0.00 | 0 | 0 | 0 | 0 | 0 | 0 | 0 | 0 | 0 | 0 | 0 | 0 | 0 | 0 | 0 | 0 | 0 | 0 | 0 | 0 | 0 | 0
2020-05-05 02:52 | 0.00 | 0 | 0 | 0 | 0 | 0 | 0 | 0 | 0 | 0 | 0 | 0 | 0 | 0 | 0 | 0 | 0 | 0 | 0 | 0 | 0 | 0 | 0
2020-05-05 02:53 | 0.00 | 0 | 0 | 0 | 0 | 0 | 0 | 0 | 0 | 0 | 0 | 0 | 0 | 0 | 0 | 0 | 0 | 0 | 0 | 0 | 0 | 0 | 0
2020-05-05 02:54 | 0.00 | 1.5098 | 1.5131 | 1.5145 | 1.5208 | 1.5013 | 1.486 | 1.5135 | 1.4863 | 1.5117 | 1.5544 | 1.483 | 1.4951 | 1.458 | 1.4432 | 1.5489 | 2.2926 | 1.4048 | 1.4564 | 1.4564 | 1.4432 | 1.431 | 1.3928
2020-05-05 02:55 | 0.00 | 45.1559 | 51.4452 | 42.9473 | 57.5303 | 42.9106 | 46.0296 | 68.0541 | 42.8689 | 50.329 | 43.0582 | 40.3094 | 42.8934 | 29.2231 | 28.8585 | 43.0428 | 44.3807 | 60.6361 | 60.7694 | 60.7694 | 28.8585 | 55.3049 | 27.24
2020-05-05 02:56 | 0.00 | 144.8909 | 152.3976 | 134.8023 | 170.6185 | 134.7862 | 150.5188 | 194.7705 | 134.7674 | 149.3286 | 134.8477 | 127.1087 | 134.7785 | 84.3714 | 83.2651 | 134.8417 | 134.666 | 186.2274 | 186.2141 | 186.2141 | 83.2651 | 172.5721 | 78.0092
2020-05-05 02:57 | 0.00 | 214.3597 | 210.2439 | 201.1958 | 229.0545 | 201.2077 | 222.1751 | 246.9858 | 201.2198 | 207.4015 | 201.153 | 193.9875 | 201.2128 | 145.6781 | 144.8284 | 201.1596 | 198.9555 | 250.0836 | 249.9366 | 249.9366 | 144.8284 | 238.6459 | 140.8139
2020-05-05 02:58 | 0.00 | 263.215 | 247.4574 | 247.9052 | 265.5053 | 247.9436 | 272.815 | 275.6842 | 247.9854 | 245.0703 | 247.7781 | 241.7917 | 247.9611 | 192.9059 | 192.4481 | 247.7968 | 244.8186 | 290.9311 | 290.6765 | 290.6765 | 192.4481 | 282.4313 | 190.3517
2020-05-05 02:59 | 0.00 | 290.7737 | 264.1983 | 274.0575 | 280.5599 | 274.1135 | 301.805 | 282.2822 | 274.1747 | 262.3937 | 273.875 | 269.3066 | 274.139 | 222.6418 | 222.5914 | 273.9016 | 271.108 | 309.3394 | 309.0304 | 309.0304 | 222.5914 | 304.1143 | 222.4849
2020-05-05 03:00 | 0.00 | 296.6635 | 260.1553 | 279.0561 | 274.2267 | 279.1156 | 308.9368 | 267.2142 | 279.1808 | 259.0053 | 278.8623 | 275.7832 | 279.1428 | 233.0823 | 233.4196 | 278.8904 | 276.152 | 305.6348 | 305.337 | 305.337 | 233.4196 | 303.7742 | 235.2105
2020-05-05 03:01 | 0.00 | 269.9148 | 227.9523 | 253.3216 | 238.3009 | 253.3637 | 282.092 | 223.5364 | 253.4095 | 227.5511 | 253.183 | 251.7335 | 253.3829 | 217.3038 | 217.9418 | 253.2033 | 250.266 | 268.8194 | 268.6242 | 268.6242 | 217.9418 | 270.3654 | 221.2036
2020-05-05 03:02 | 0.00 | 238.6343 | 187.8831 | 221.6805 | 195.1814 | 221.7032 | 252.0337 | 171.3554 | 221.7274 | 188.2214 | 221.6032 | 221.6561 | 221.7134 | 193.2095 | 194.1839 | 221.6147 | 218.7927 | 227.7454 | 227.6503 | 227.6503 | 194.1839 | 232.6227 | 199.1053
2020-05-05 03:03 | 0.00 | 178.5805 | 125.1826 | 163.2297 | 128.3732 | 163.2242 | 191.7506 | 98.8697 | 163.2171 | 126.224 | 163.2418 | 164.772 | 163.2214 | 145.7563 | 146.9307 | 163.2405 | 162.2918 | 158.9581 | 158.9895 | 158.9895 | 146.9307 | 166.6655 | 152.8388
2020-05-05 03:04 | 0.00 | 97.5736 | 54.7689 | 86.6801 | 54.1445 | 86.6508 | 108.0311 | 32.5433 | 86.6174 | 56.0045 | 86.7673 | 89.1434 | 86.6371 | 81.625 | 82.6947 | 86.7553 | 87.5462 | 75.2352 | 75.3595 | 75.3595 | 82.6947 | 83.4 | 88.0969
2020-05-05 03:05 | 0.00 | 27.047 | 12.1484 | 23.0573 | 11.6283 | 23.0188 | 31.5431 | 10.0321 | 22.975 | 12.4852 | 23.1738 | 24.4508 | 23.0007 | 24.0963 | 24.5714 | 23.1576 | 24.6263 | 16.2877 | 16.4405 | 16.4405 | 24.5714 | 19.7239 | 27.0543
2020-05-05 03:06 | 0.00 | 0 | 0 | 0 | 0 | 0 | 0 | 0 | 0 | 0 | 0 | 0 | 0 | 0 | 0 | 0 | 0 | 0 | 0 | 0 | 0 | 0 | 0
2020-05-05 03:07 | 0.00 | 0 | 0 | 0 | 0 | 0 | 0 | 0 | 0 | 0 | 0 | 0 | 0 | 0 | 0 | 0 | 0 | 0 | 0 | 0 | 0 | 0 | 0
2020-05-05 03:08 | 0.00 | 0 | 0 | 0 | 0 | 0 | 0 | 0 | 0 | 0 | 0 | 0 | 0 | 0 | 0 | 0 | 0 | 0 | 0 | 0 | 0 | 0 | 0
2020-05-05 03:09 | 0.00 | 0 | 0 | 0 | 0 | 0 | 0 | 0 | 0 | 0 | 0 | 0 | 0 | 0 | 0 | 0 | 0 | 0 | 0 | 0 | 0 | 0 | 0
2020-05-05 03:10 | 0.00 | 0 | 0 | 0 | 0 | 0 | 0 | 0 | 0 | 0 | 0 | 0 | 0 | 0 | 0 | 0 | 0 | 0 | 0 | 0 | 0 | 0 | 0
2020-05-05 03:11 | 0.00 | 0 | 0 | 0 | 0 | 0 | 0 | 0 | 0 | 0 | 0 | 0 | 0 | 0 | 0 | 0 | 0 | 0 | 0 | 0 | 0 | 0 | 0
2020-05-05 03:12 | 0.00 | 0 | 0 | 0 | 0 | 0 | 0 | 0 | 0 | 0 | 0 | 0 | 0 | 0 | 0 | 0 | 0 | 0 | 0 | 0 | 0 | 0 | 0
2020-05-05 03:13 | 0.00 | 0 | 0 | 0 | 0 | 0 | 0 | 0 | 0 | 0 | 0 | 0 | 0 | 0 | 0 | 0 | 0 | 0 | 0 | 0 | 0 | 0 | 0
2020-05-05 03:14 | 0.00 | 0 | 0 | 0 | 0 | 0 | 0 | 0 | 0 | 0 | 0 | 0 | 0 | 0 | 0 | 0 | 0 | 0 | 0 | 0 | 0 | 0 | 0
2020-05-05 03:15 | 0.00 | 0 | 0 | 0 | 0 | 0 | 0 | 0 | 0 | 0 | 0 | 0 | 0 | 0 | 0 | 0 | 0 | 0 | 0 | 0 | 0 | 0 | 0
2020-05-05 03:16 | 0.00 | 0 | 0 | 0 | 0 | 0 | 0 | 0 | 0 | 0 | 0 | 0 | 0 | 0 | 0 | 0 | 0 | 0 | 0 | 0 | 0 | 0 | 0
2020-05-05 03:17 | 0.00 | 0 | 0 | 0 | 0 | 0 | 0 | 0 | 0 | 0 | 0 | 0 | 0 | 0 | 0 | 0 | 0 | 0 | 0 | 0 | 0 | 0 | 0
2020-05-05 03:18 | 0.00 | 2.0298 | 2.458 | 1.9666 | 2.7633 | 1.9535 | 2.0372 | 3.3976 | 1.9385 | 2.3993 | 2.0065 | 1.8263 | 1.9473 | 1.5061 | 1.4862 | 2.001 | 2.6532 | 2.7786 | 2.8301 | 2.8301 | 1.4862 | 2.4911 | 1.4307
2020-05-05 03:19 | 0.00 | 58.9068 | 71.7769 | 54.3496 | 83.962 | 54.3146 | 61.1013 | 105.3095 | 54.2746 | 69.5299 | 54.4554 | 49.0792 | 54.2981 | 26.8299 | 26.1092 | 54.4408 | 55.6602 | 90.9853 | 91.096 | 91.096 | 26.1092 | 79.9215 | 22.8396
2020-05-05 03:20 | 0.00 | 140.3806 | 147.764 | 131.1428 | 164.7632 | 131.1255 | 145.3571 | 187.4748 | 131.1053 | 144.894 | 131.1921 | 123.9594 | 131.1172 | 84.1861 | 83.1462 | 131.1855 | 131.0991 | 178.916 | 178.9152 | 178.9152 | 83.1462 | 166.1936 | 78.2054
2020-05-05 03:21 | 0.00 | 209.1283 | 205.5128 | 196.6817 | 223.5044 | 196.6913 | 216.375 | 240.7837 | 196.7009 | 202.7891 | 196.6461 | 189.7817 | 196.6954 | 143.7387 | 142.9221 | 196.6517 | 194.6001 | 243.289 | 243.1583 | 243.1583 | 142.9221 | 232.3633 | 139.0641
2020-05-05 03:22 | 0.00 | 260.51 | 245.4418 | 245.7649 | 262.9422 | 245.802 | 269.6185 | 272.8428 | 245.8422 | 243.1222 | 245.6422 | 239.8253 | 245.8188 | 192.3736 | 191.925 | 245.6602 | 242.6729 | 287.2932 | 287.0489 | 287.0489 | 191.925 | 279.1122 | 189.8681
2020-05-05 03:23 | 0.00 | 289.7182 | 263.7344 | 273.4044 | 279.7491 | 273.4599 | 300.3671 | 281.3579 | 273.5206 | 261.9678 | 273.2233 | 268.752 | 273.4852 | 222.9628 | 222.9134 | 273.2497 | 270.4492 | 307.7139 | 307.4098 | 307.4098 | 222.9134 | 302.6946 | 222.8073
2020-05-05 03:24 | 0.00 | 295.8401 | 259.8823 | 278.573 | 273.6814 | 278.6322 | 307.7774 | 266.6183 | 278.697 | 258.7591 | 278.3803 | 275.371 | 278.6593 | 233.3293 | 233.6646 | 278.4083 | 275.6643 | 304.3735 | 304.0794 | 304.0794 | 233.6646 | 302.6759 | 235.4422
2020-05-05 03:25 | 0.00 | 277.5122 | 233.4178 | 260.1863 | 244.1573 | 260.2327 | 290.2342 | 228.4412 | 260.2833 | 233.0192 | 260.0339 | 258.579 | 260.2538 | 222.7302 | 223.4111 | 260.0561 | 257.1428 | 276.1033 | 275.8898 | 275.8898 | 223.4111 | 277.8121 | 226.885
2020-05-05 03:26 | 0.00 | 237.9676 | 187.402 | 221.1956 | 194.5523 | 221.2181 | 251.1636 | 170.5591 | 221.2421 | 187.7596 | 221.1189 | 221.2168 | 221.2282 | 193.0696 | 194.0466 | 221.1303 | 218.383 | 226.7395 | 226.6462 | 226.6462 | 194.0466 | 231.7498 | 198.9787
2020-05-05 03:27 | 0.00 | 178.137 | 124.3525 | 162.8421 | 127.3733 | 162.8364 | 191.2219 | 97.2762 | 162.8292 | 125.4344 | 162.8546 | 164.464 | 162.8336 | 145.6843 | 146.8755 | 162.8533 | 161.916 | 157.8845 | 157.9176 | 157.9176 | 146.8755 | 165.8368 | 152.8631
2020-05-05 03:28 | 0.00 | 100.4783 | 54.1559 | 88.8242 | 53.3353 | 88.7953 | 111.6676 | 29.5259 | 88.7623 | 55.5221 | 88.9102 | 91.5441 | 88.7817 | 83.7335 | 84.8989 | 88.8984 | 89.6617 | 76.0436 | 76.1676 | 76.1676 | 84.8989 | 84.9816 | 90.7736
2020-05-05 03:29 | 0.00 | 25.2892 | 9.8511 | 21.0641 | 9.3047 | 21.0255 | 30.1772 | 7.7619 | 20.9816 | 10.1863 | 21.1811 | 22.6421 | 21.0074 | 22.682 | 23.2165 | 21.1649 | 22.6445 | 13.7917 | 13.9449 | 13.9449 | 23.2165 | 17.301 | 26.0122
2020-05-05 03:30 | 0.00 | 0 | 0 | 0 | 0 | 0 | 0 | 0 | 0 | 0 | 0 | 0 | 0 | 0 | 0 | 0 | 0 | 0 | 0 | 0 | 0 | 0 | 0
2020-05-05 03:31 | 0.00 | 0 | 0 | 0 | 0 | 0 | 0 | 0 | 0 | 0 | 0 | 0 | 0 | 0 | 0 | 0 | 0 | 0 | 0 | 0 | 0 | 0 | 0
2020-05-05 03:32 | 0.00 | 0 | 0 | 0 | 0 | 0 | 0 | 0 | 0 | 0 | 0 | 0 | 0 | 0 | 0 | 0 | 0 | 0 | 0 | 0 | 0 | 0 | 0
2020-05-05 03:33 | 0.00 | 0 | 0 | 0 | 0 | 0 | 0 | 0 | 0 | 0 | 0 | 0 | 0 | 0 | 0 | 0 | 0 | 0 | 0 | 0 | 0 | 0 | 0
2020-05-05 03:34 | 0.00 | 0 | 0 | 0 | 0 | 0 | 0 | 0 | 0 | 0 | 0 | 0 | 0 | 0 | 0 | 0 | 0 | 0 | 0 | 0 | 0 | 0 | 0
2020-05-05 03:35 | 0.00 | 0 | 0 | 0 | 0 | 0 | 0 | 0 | 0 | 0 | 0 | 0 | 0 | 0 | 0 | 0 | 0 | 0 | 0 | 0 | 0 | 0 | 0
2020-05-05 03:36 | 0.00 | 0 | 0 | 0 | 0 | 0 | 0 | 0 | 0 | 0 | 0 | 0 | 0 | 0 | 0 | 0 | 0 | 0 | 0 | 0 | 0 | 0 | 0
2020-05-05 03:37 | 0.00 | 0 | 0 | 0 | 0 | 0 | 0 | 0 | 0 | 0 | 0 | 0 | 0 | 0 | 0 | 0 | 0 | 0 | 0 | 0 | 0 | 0 | 0
2020-05-05 03:38 | 0.00 | 0 | 0 | 0 | 0 | 0 | 0 | 0 | 0 | 0 | 0 | 0 | 0 | 0 | 0 | 0 | 0 | 0 | 0 | 0 | 0 | 0 | 0
2020-05-05 03:39 | 0.00 | 0 | 0 | 0 | 0 | 0 | 0 | 0 | 0 | 0 | 0 | 0 | 0 | 0 | 0 | 0 | 0 | 0 | 0 | 0 | 0 | 0 | 0
2020-05-05 03:40 | 0.00 | 0 | 0 | 0 | 0 | 0 | 0 | 0 | 0 | 0 | 0 | 0 | 0 | 0 | 0 | 0 | 0 | 0 | 0 | 0 | 0 | 0 | 0
2020-05-05 03:41 | 0.00 | 0 | 0 | 0 | 0 | 0 | 0 | 0 | 0 | 0 | 0 | 0 | 0 | 0 | 0 | 0 | 0 | 0 | 0 | 0 | 0 | 0 | 0
2020-05-05 03:42 | 0.00 | 3.8894 | 6.1671 | 3.5805 | 7.7028 | 3.5674 | 3.9949 | 11.0697 | 3.5525 | 5.869 | 3.6336 | 3.0011 | 3.5612 | 1.5833 | 1.5454 | 3.6253 | 4.3939 | 8.1936 | 8.2439 | 8.2439 | 1.5454 | 6.5884 | 1.4537
2020-05-05 03:43 | 0.00 | 61.3262 | 75.4485 | 56.6772 | 88.2815 | 56.6425 | 63.442 | 110.9991 | 56.6029 | 73.0647 | 56.7819 | 51.0873 | 56.6262 | 27.5646 | 26.7894 | 56.7674 | 57.9607 | 95.3143 | 95.4213 | 95.4213 | 26.7894 | 83.6124 | 23.2623
2020-05-05 03:44 | 0.00 | 139.9066 | 147.6935 | 130.9363 | 164.4664 | 130.9189 | 144.5988 | 187.0605 | 130.8986 | 144.8462 | 130.9861 | 123.8041 | 130.9106 | 84.3989 | 83.3535 | 130.9794 | 130.9026 | 178.0324 | 178.0336 | 178.0336 | 83.3535 | 165.4707 | 78.3815
2020-05-05 03:45 | 0.00 | 209.5662 | 206.3492 | 197.5891 | 223.8214 | 197.5992 | 216.3744 | 240.644 | 197.6094 | 203.6937 | 197.5519 | 190.8581 | 197.6036 | 145.8554 | 145.0499 | 197.5577 | 195.4687 | 242.6435 | 242.514 | 242.514 | 145.0499 | 232.1099 | 141.2399
2020-05-05 03:46 | 0.00 | 258.7664 | 244.4072 | 244.6185 | 261.3039 | 244.6549 | 267.3645 | 270.8703 | 244.6943 | 242.16 | 244.498 | 238.8651 | 244.6714 | 192.7647 | 192.3242 | 244.5157 | 241.5258 | 284.4729 | 284.2366 | 284.2366 | 192.3242 | 276.6629 | 190.3009
2020-05-05 03:47 | 0.00 | 235.3123 | 220.0478 | 225.611 | 230.0416 | 225.6374 | 240.8694 | 231.0499 | 225.6658 | 218.9178 | 225.522 | 222.6171 | 225.6493 | 193.3566 | 193.2909 | 225.5352 | 223.1426 | 245.6984 | 245.552 | 245.552 | 193.2909 | 243.0469 | 193.0596
2020-05-05 03:48 | 0.00 | 190.3725 | 177.4129 | 184.7975 | 181.9781 | 184.8041 | 193.1308 | 178.0753 | 184.8103 | 177.0717 | 184.7714 | 183.7394 | 184.8068 | 168.2408 | 168.3634 | 184.7756 | 183.2986 | 190.5129 | 190.4786 | 190.4786 | 168.3634 | 191.2221 | 169.0266
2020-05-05 03:49 | 0.00 | 186.0617 | 171.4348 | 180.5584 | 175.2043 | 180.5622 | 188.9364 | 169.372 | 180.5655 | 171.2657 | 180.5409 | 179.8843 | 180.5637 | 165.9953 | 166.1938 | 180.5439 | 179.0535 | 183.7964 | 183.7789 | 183.7789 | 166.1938 | 185.3337 | 167.2291
2020-05-05 03:50 | 0.00 | 166.1342 | 146.1331 | 159.9602 | 148.6925 | 159.9535 | 170.1211 | 138.2351 | 159.9449 | 146.3106 | 159.9763 | 160.0043 | 159.9501 | 148.2489 | 148.6254 | 159.9745 | 159.1196 | 159.2948 | 159.3259 | 159.3259 | 148.6254 | 162.37 | 150.5487
2020-05-05 03:51 | 0.00 | 184.4154 | 138.0043 | 171.5694 | 140.2715 | 171.5671 | 195.0649 | 113.5581 | 171.5635 | 138.989 | 171.5715 | 173.0868 | 171.5658 | 157.0811 | 158.1241 | 171.5716 | 170.3905 | 165.4675 | 165.4906 | 165.4906 | 158.1241 | 172.9699 | 163.3578
2020-05-05 03:52 | 0.00 | 118.1171 | 73.5654 | 107.2067 | 72.5929 | 107.1834 | 128.3224 | 48.7087 | 107.1564 | 74.92 | 107.2754 | 109.8865 | 107.1723 | 102.4208 | 103.5516 | 107.2661 | 107.6267 | 93.7422 | 93.8485 | 93.8485 | 103.5516 | 102.7503 | 109.2373
2020-05-05 03:53 | 0.00 | 30.0664 | 11.1733 | 25.0509 | 10.4352 | 25.0126 | 35.8485 | 8.4742 | 24.9691 | 11.6002 | 25.1666 | 27.0299 | 24.9947 | 27.3234 | 27.9869 | 25.1506 | 26.6016 | 15.8761 | 16.0288 | 16.0288 | 27.9869 | 20.2341 | 31.4289
2020-05-05 03:54 | 0.00 | 0 | 0 | 0 | 0 | 0 | 0 | 0 | 0 | 0 | 0 | 0 | 0 | 0 | 0 | 0 | 0.010187 | 0 | 0 | 0 | 0 | 0 | 0
2020-05-05 03:55 | 0.00 | 0 | 0 | 0 | 0 | 0 | 0 | 0 | 0 | 0 | 0 | 0 | 0 | 0 | 0 | 0 | 0 | 0 | 0 | 0 | 0 | 0 | 0
2020-05-05 03:56 | 0.00 | 0 | 0 | 0 | 0 | 0 | 0 | 0 | 0 | 0 | 0 | 0 | 0 | 0 | 0 | 0 | 0 | 0 | 0 | 0 | 0 | 0 | 0
2020-05-05 03:57 | 0.00 | 0 | 0 | 0 | 0 | 0 | 0 | 0 | 0 | 0 | 0 | 0 | 0 | 0 | 0 | 0 | 0 | 0 | 0 | 0 | 0 | 0 | 0
2020-05-05 03:58 | 0.00 | 0 | 0 | 0 | 0 | 0 | 0 | 0 | 0 | 0 | 0 | 0 | 0 | 0 | 0 | 0 | 0 | 0 | 0 | 0 | 0 | 0 | 0
2020-05-05 03:59 | 0.00 | 0 | 0 | 0 | 0 | 0 | 0 | 0 | 0 | 0 | 0 | 0 | 0 | 0 | 0 | 0 | 0 | 0 | 0 | 0 | 0 | 0 | 0
2020-05-05 04:00 | 0.00 | 0 | 0 | 0 | 0 | 0 | 0 | 0 | 0 | 0 | 0 | 0 | 0 | 0 | 0 | 0 | 0 | 0 | 0 | 0 | 0 | 0 | 0
2020-05-05 04:01 | 0.00 | 0 | 0 | 0 | 0 | 0 | 0 | 0 | 0 | 0 | 0 | 0 | 0 | 0 | 0 | 0 | 0 | 0 | 0 | 0 | 0 | 0 | 0
2020-05-05 04:02 | 0.00 | 0 | 0 | 0 | 0 | 0 | 0 | 0 | 0 | 0 | 0 | 0 | 0 | 0 | 0 | 0 | 0 | 0 | 0 | 0 | 0 | 0 | 0
2020-05-05 04:03 | 0.00 | 0 | 0 | 0 | 0 | 0 | 0 | 0 | 0 | 0 | 0 | 0 | 0 | 0 | 0 | 0 | 0 | 0 | 0 | 0 | 0 | 0 | 0
2020-05-05 04:04 | 0.00 | 0 | 0 | 0 | 0 | 0 | 0 | 0 | 0 | 0 | 0 | 0 | 0 | 0 | 0 | 0 | 0 | 0 | 0 | 0 | 0 | 0 | 0
2020-05-05 04:05 | 0.00 | 0 | 0 | 0 | 0 | 0 | 0 | 0 | 0 | 0 | 0 | 0 | 0 | 0 | 0 | 0 | 0 | 0 | 0 | 0 | 0 | 0 | 0
2020-05-05 04:06 | 0.00 | 3.0483 | 4.6026 | 2.84 | 5.6341 | 2.8203 | 3.1053 | 7.8662 | 2.7978 | 4.4011 | 2.8998 | 2.4105 | 2.811 | 1.3225 | 1.2768 | 2.8915 | 3.6617 | 5.8816 | 5.9422 | 5.9422 | 1.2768 | 4.8207 | 1.1578
2020-05-05 04:07 | 0.00 | 63.2877 | 79.2596 | 58.3707 | 93.2155 | 58.3362 | 65.4264 | 118.1564 | 58.2969 | 76.6476 | 58.4745 | 52.2415 | 58.32 | 26.5524 | 25.6919 | 58.4602 | 59.6353 | 100.5373 | 100.6397 | 100.6397 | 25.6919 | 87.7371 | 21.7665
2020-05-05 04:08 | 0.00 | 145.8749 | 154.6871 | 136.4332 | 172.5606 | 136.4177 | 150.7173 | 196.8256 | 136.3995 | 151.6358 | 136.477 | 128.783 | 136.4103 | 86.5839 | 85.4498 | 136.4712 | 136.2564 | 186.716 | 186.7018 | 186.7018 | 85.4498 | 173.2858 | 80.0468
2020-05-05 04:09 | 0.00 | 212.5845 | 209.6833 | 200.3543 | 227.666 | 200.3657 | 219.4556 | 245.1465 | 200.3774 | 206.9352 | 200.313 | 193.3846 | 200.3707 | 146.8264 | 145.9796 | 200.3194 | 198.1394 | 246.7456 | 246.6069 | 246.6069 | 145.9796 | 235.8855 | 141.9689
2020-05-05 04:10 | 0.00 | 259.3909 | 245.1595 | 245.2635 | 262.117 | 245.3003 | 267.8749 | 271.7494 | 245.3401 | 242.8978 | 245.1418 | 239.4726 | 245.317 | 193.0219 | 192.5727 | 245.1596 | 242.1717 | 285.117 | 284.8788 | 284.8788 | 192.5727 | 277.3288 | 190.5072
2020-05-05 04:11 | 0.00 | 287.2897 | 262.4721 | 271.7432 | 277.8544 | 271.7975 | 297.2241 | 279.3192 | 271.8569 | 260.7697 | 271.5659 | 267.2661 | 271.8223 | 222.8963 | 222.846 | 271.5917 | 268.7728 | 304.2447 | 303.9512 | 303.9512 | 222.846 | 299.5894 | 222.729
2020-05-05 04:12 | 0.00 | 292.3428 | 258.1419 | 276.0981 | 271.1787 | 276.1555 | 303.3563 | 264.148 | 276.2183 | 257.0884 | 275.911 | 273.0954 | 276.1817 | 232.9602 | 233.2882 | 275.9382 | 273.1654 | 299.8508 | 299.5703 | 299.5703 | 233.2882 | 298.4964 | 235.0214
2020-05-05 04:13 | 0.00 | 275.3642 | 233.0409 | 259.0148 | 243.1533 | 259.0604 | 287.163 | 227.5372 | 259.1101 | 232.6942 | 258.865 | 257.5623 | 259.0812 | 223.3541 | 224.0246 | 258.8869 | 255.9625 | 273.2161 | 273.0105 | 273.0105 | 224.0246 | 275.1762 | 227.4377
2020-05-05 04:14 | 0.00 | 239.8296 | 189.6284 | 223.5344 | 196.4003 | 223.5582 | 252.4775 | 171.8053 | 223.5836 | 190.042 | 223.4538 | 223.6861 | 223.5689 | 196.3047 | 197.2951 | 223.4658 | 220.638 | 227.6957 | 227.6007 | 227.6007 | 197.2951 | 233.0637 | 202.283
2020-05-05 04:15 | 0.00 | 182.9883 | 127.1278 | 167.4906 | 129.8228 | 167.4869 | 196.161 | 97.6718 | 167.4817 | 128.3279 | 167.4972 | 169.3366 | 167.4848 | 150.6962 | 151.9546 | 167.4967 | 166.4209 | 160.8683 | 160.8969 | 160.8969 | 151.9546 | 169.5531 | 158.2651
2020-05-05 04:16 | 0.00 | 105.9827 | 54.9269 | 93.526 | 53.566 | 93.4982 | 117.9256 | 26.817 | 93.4664 | 56.5098 | 93.6085 | 96.7069 | 93.4851 | 89.0735 | 90.3825 | 93.5972 | 94.2793 | 77.927 | 78.0494 | 78.0494 | 90.3825 | 88.1997 | 96.9619
2020-05-05 04:17 | 0.00 | 27.2858 | 7.8924 | 22.086 | 7.1276 | 22.0475 | 33.3963 | 5.3109 | 22.0036 | 8.319 | 22.2027 | 24.2539 | 22.0294 | 25.0285 | 25.7513 | 22.1865 | 23.6591 | 12.4189 | 12.5724 | 12.5724 | 25.7513 | 16.8271 | 29.5043
2020-05-05 04:18 | 0.00 | 0 | 0 | 0 | 0 | 0 | 0 | 0 | 0 | 0 | 0 | 0 | 0 | 0 | 0 | 0 | 0.034486 | 0 | 0 | 0 | 0 | 0 | 0
2020-05-05 04:19 | 0.00 | 0 | 0 | 0 | 0 | 0 | 0 | 0 | 0 | 0 | 0 | 0 | 0 | 0 | 0 | 0 | 0 | 0 | 0 | 0 | 0 | 0 | 0
2020-05-05 04:20 | 0.00 | 0 | 0 | 0 | 0 | 0 | 0 | 0 | 0 | 0 | 0 | 0 | 0 | 0 | 0 | 0 | 0 | 0 | 0 | 0 | 0 | 0 | 0
2020-05-05 04:21 | 0.00 | 0 | 0 | 0 | 0 | 0 | 0 | 0 | 0 | 0 | 0 | 0 | 0 | 0 | 0 | 0 | 0 | 0 | 0 | 0 | 0 | 0 | 0
2020-05-05 04:22 | 0.00 | 0 | 0 | 0 | 0 | 0 | 0 | 0 | 0 | 0 | 0 | 0 | 0 | 0 | 0 | 0 | 0 | 0 | 0 | 0 | 0 | 0 | 0
2020-05-05 04:23 | 0.00 | 0 | 0 | 0 | 0 | 0 | 0 | 0 | 0 | 0 | 0 | 0 | 0 | 0 | 0 | 0 | 0 | 0 | 0 | 0 | 0 | 0 | 0
2020-05-05 04:24 | 0.00 | 0 | 0 | 0 | 0 | 0 | 0 | 0 | 0 | 0 | 0 | 0 | 0 | 0 | 0 | 0 | 0 | 0 | 0 | 0 | 0 | 0 | 0
2020-05-05 04:25 | 0.00 | 0 | 0 | 0 | 0 | 0 | 0 | 0 | 0 | 0 | 0 | 0 | 0 | 0 | 0 | 0 | 0 | 0 | 0 | 0 | 0 | 0 | 0
2020-05-05 04:26 | 0.00 | 0 | 0 | 0 | 0 | 0 | 0 | 0 | 0 | 0 | 0 | 0 | 0 | 0 | 0 | 0 | 0 | 0 | 0 | 0 | 0 | 0 | 0
2020-05-05 04:27 | 0.00 | 0 | 0 | 0 | 0 | 0 | 0 | 0 | 0 | 0 | 0 | 0 | 0 | 0 | 0 | 0 | 0 | 0 | 0 | 0 | 0 | 0 | 0
2020-05-05 04:28 | 0.00 | 0 | 0 | 0 | 0 | 0 | 0 | 0 | 0 | 0 | 0 | 0 | 0 | 0 | 0 | 0 | 0 | 0 | 0 | 0 | 0 | 0 | 0
2020-05-05 04:29 | 0.00 | 0 | 0 | 0 | 0 | 0 | 0 | 0 | 0 | 0 | 0 | 0 | 0 | 0 | 0 | 0 | 0 | 0 | 0 | 0 | 0 | 0 | 0
2020-05-05 04:30 | 0.00 | 4.9672 | 8.4581 | 4.5776 | 10.6603 | 4.5579 | 5.0558 | 15.6015 | 4.5355 | 8.0232 | 4.6372 | 3.7278 | 4.5487 | 1.6223 | 1.5625 | 4.6289 | 5.3952 | 11.2054 | 11.2807 | 11.2807 | 1.5625 | 8.8823 | 1.3669
2020-05-05 04:31 | 0.00 | 63.132 | 79.0548 | 58.5507 | 92.5232 | 58.5162 | 64.9559 | 116.8315 | 58.4769 | 76.5203 | 58.6545 | 52.5989 | 58.5 | 27.6608 | 26.8062 | 58.6402 | 59.8161 | 99.1646 | 99.2684 | 99.2684 | 26.8062 | 86.7963 | 22.8941
2020-05-05 04:32 | 0.00 | 144.6003 | 153.5255 | 135.7072 | 170.6314 | 135.6914 | 148.9718 | 193.9619 | 135.6729 | 150.5885 | 135.7518 | 128.3254 | 135.6839 | 87.5734 | 86.4625 | 135.7459 | 135.5491 | 183.7024 | 183.6936 | 183.6936 | 86.4625 | 170.8929 | 81.1642
2020-05-05 04:33 | 0.00 | 211.5639 | 209.0926 | 199.9088 | 226.4147 | 199.9199 | 217.9341 | 243.3137 | 199.9314 | 206.4353 | 199.8681 | 193.1668 | 199.9248 | 148.0996 | 147.272 | 199.8744 | 197.7043 | 244.3841 | 244.2509 | 244.2509 | 147.272 | 233.9929 | 143.3485
2020-05-05 04:34 | 0.00 | 261.758 | 248.1036 | 248.1178 | 264.5967 | 248.1564 | 269.7798 | 273.9542 | 248.1984 | 245.8972 | 247.9901 | 242.4743 | 248.174 | 197.0362 | 196.5952 | 248.0088 | 245.0372 | 286.6107 | 286.3681 | 286.3681 | 196.5952 | 279.1384 | 194.561
2020-05-05 04:35 | 0.00 | 277.9126 | 257.9374 | 265.6439 | 270.2634 | 265.6953 | 285.1743 | 270.9219 | 265.7515 | 256.5771 | 265.4756 | 262.0685 | 265.7188 | 225.8332 | 225.8034 | 265.5001 | 262.7818 | 290.4951 | 290.2345 | 290.2345 | 225.8034 | 287.2879 | 225.7463
2020-05-05 04:36 | 0.00 | 301.6887 | 269.4432 | 286.47 | 281.7546 | 286.5355 | 311.6857 | 274.8983 | 286.6073 | 268.4463 | 286.2573 | 283.6468 | 286.5655 | 245.3218 | 245.6398 | 286.2882 | 283.6953 | 308.3047 | 307.996 | 307.996 | 245.6398 | 307.2981 | 247.2991
2020-05-05 04:37 | 0.00 | 205.7378 | 191.0899 | 200.3201 | 194.9084 | 200.3332 | 208.2683 | 188.8793 | 200.3467 | 190.915 | 200.2735 | 199.6489 | 200.3389 | 185.2822 | 185.4903 | 200.2806 | 198.4572 | 203.1108 | 203.0576 | 203.0576 | 185.4903 | 204.8619 | 186.5584
2020-05-05 04:38 | 0.00 | 149.0594 | 145.1556 | 148.3463 | 145.7507 | 148.3357 | 147.9625 | 142.6368 | 148.3228 | 145.1742 | 148.3747 | 148.2692 | 148.3305 | 143.8495 | 143.9067 | 148.3712 | 147.8008 | 145.0796 | 145.129 | 145.129 | 143.9067 | 147.031 | 144.2167
2020-05-05 04:39 | 0.00 | 123.7165 | 116.6119 | 122.3157 | 116.7771 | 122.2955 | 123.6775 | 111.5452 | 122.272 | 116.7871 | 122.3744 | 122.5472 | 122.2859 | 118.8838 | 119.0276 | 122.3665 | 122.4968 | 117.9329 | 118.0194 | 118.0194 | 119.0276 | 120.4289 | 119.7819
2020-05-05 04:40 | 0.00 | 52.2191 | 52.1365 | 52.4641 | 52.1346 | 52.4284 | 51.3349 | 51.5138 | 52.3877 | 52.1385 | 52.5718 | 52.3779 | 52.4116 | 51.4985 | 51.46 | 52.5569 | 53.8211 | 50.6449 | 50.786 | 50.786 | 51.46 | 51.356 | 51.3304
2020-05-05 04:41 | 0.00 | 13.0093 | 12.9721 | 13.0688 | 12.9716 | 13.0296 | 12.7885 | 12.8036 | 12.9851 | 12.9723 | 13.1875 | 12.9827 | 13.0112 | 12.7784 | 12.7351 | 13.171 | 14.6911 | 12.4008 | 12.5544 | 12.5544 | 12.7351 | 12.6174 | 12.5882
2020-05-05 04:42 | 0.00 | 0 | 0 | 0 | 0 | 0 | 0 | 0 | 0 | 0 | 0 | 0 | 0 | 0 | 0 | 0 | 0 | 0 | 0 | 0 | 0 | 0 | 0
2020-05-05 04:43 | 0.00 | 0 | 0 | 0 | 0 | 0 | 0 | 0 | 0 | 0 | 0 | 0 | 0 | 0 | 0 | 0 | 0 | 0 | 0 | 0 | 0 | 0 | 0
2020-05-05 04:44 | 0.00 | 0 | 0 | 0 | 0 | 0 | 0 | 0 | 0 | 0 | 0 | 0 | 0 | 0 | 0 | 0 | 0 | 0 | 0 | 0 | 0 | 0 | 0
2020-05-05 04:45 | 0.00 | 0 | 0 | 0 | 0 | 0 | 0 | 0 | 0 | 0 | 0 | 0 | 0 | 0 | 0 | 0 | 0 | 0 | 0 | 0 | 0 | 0 | 0
2020-05-05 04:46 | 0.00 | 0 | 0 | 0 | 0 | 0 | 0 | 0 | 0 | 0 | 0 | 0 | 0 | 0 | 0 | 0 | 0 | 0 | 0 | 0 | 0 | 0 | 0
2020-05-05 04:47 | 0.00 | 0 | 0 | 0 | 0 | 0 | 0 | 0 | 0 | 0 | 0 | 0 | 0 | 0 | 0 | 0 | 0 | 0 | 0 | 0 | 0 | 0 | 0
2020-05-05 04:48 | 0.00 | 0 | 0 | 0 | 0 | 0 | 0 | 0 | 0 | 0 | 0 | 0 | 0 | 0 | 0 | 0 | 0 | 0 | 0 | 0 | 0 | 0 | 0
2020-05-05 04:49 | 0.00 | 0 | 0 | 0 | 0 | 0 | 0 | 0 | 0 | 0 | 0 | 0 | 0 | 0 | 0 | 0 | 0 | 0 | 0 | 0 | 0 | 0 | 0
2020-05-05 04:50 | 0.00 | 0 | 0 | 0 | 0 | 0 | 0 | 0 | 0 | 0 | 0 | 0 | 0 | 0 | 0 | 0 | 0 | 0 | 0 | 0 | 0 | 0 | 0
2020-05-05 04:51 | 0.00 | 0 | 0 | 0 | 0 | 0 | 0 | 0 | 0 | 0 | 0 | 0 | 0 | 0 | 0 | 0 | 0 | 0 | 0 | 0 | 0 | 0 | 0
2020-05-05 04:52 | 0.00 | 0 | 0 | 0 | 0 | 0 | 0 | 0 | 0 | 0 | 0 | 0 | 0 | 0 | 0 | 0 | 0 | 0 | 0 | 0 | 0 | 0 | 0
2020-05-05 04:53 | 0.00 | 0 | 0 | 0 | 0 | 0 | 0 | 0 | 0 | 0 | 0 | 0 | 0 | 0 | 0 | 0 | 0 | 0 | 0 | 0 | 0 | 0 | 0
2020-05-05 04:54 | 0.00 | 6.9373 | 9.4118 | 6.6715 | 10.932 | 6.6519 | 6.9334 | 14.244 | 6.6297 | 9.1089 | 6.7307 | 6.0236 | 6.6428 | 4.1466 | 4.0709 | 6.7225 | 7.4802 | 11.1668 | 11.2416 | 11.2416 | 4.0709 | 9.6269 | 3.7911
2020-05-05 04:55 | 0.00 | 45.9521 | 52.0933 | 44.5344 | 56.9951 | 44.4977 | 46.0818 | 65.893 | 44.456 | 51.1636 | 44.645 | 42.3219 | 44.4805 | 33.082 | 32.741 | 44.6297 | 45.963 | 58.4509 | 58.587 | 58.587 | 32.741 | 54.196 | 31.2093
2020-05-05 04:56 | 0.00 | 142.8261 | 150.547 | 135.2107 | 165.4242 | 135.1952 | 146.2711 | 185.5639 | 135.177 | 147.9966 | 135.2543 | 128.8053 | 135.1878 | 93.0902 | 92.1223 | 135.2485 | 135.0298 | 176.3234 | 176.3234 | 176.3234 | 92.1223 | 165.4096 | 87.5046
2020-05-05 04:57 | 0.00 | 216.3676 | 214.2133 | 204.6805 | 231.7647 | 204.6941 | 222.6094 | 248.995 | 204.7082 | 211.5105 | 204.6321 | 197.8271 | 204.7001 | 152.0317 | 151.1834 | 204.6395 | 202.3256 | 249.635 | 249.4891 | 249.4891 | 151.1834 | 239.1329 | 147.1552
2020-05-05 04:58 | 0.00 | 263.7254 | 250.083 | 249.9576 | 266.8339 | 249.9973 | 271.7314 | 276.4174 | 250.0405 | 247.8376 | 249.8263 | 244.2176 | 250.0154 | 198.1376 | 197.6857 | 249.8455 | 246.877 | 288.9909 | 288.7417 | 288.7417 | 197.6857 | 281.4088 | 195.5988
2020-05-05 04:59 | 0.00 | 289.9618 | 265.7874 | 274.8726 | 280.8188 | 274.9291 | 299.3753 | 282.1172 | 274.9909 | 264.1214 | 274.6882 | 270.4962 | 274.9549 | 226.8324 | 226.784 | 274.715 | 271.9298 | 306.1936 | 305.8941 | 305.8941 | 226.784 | 301.8263 | 226.668
2020-05-05 05:00 | 0.00 | 295.0762 | 261.5267 | 279.3063 | 274.1763 | 279.366 | 305.5534 | 266.9349 | 279.4313 | 260.5151 | 279.1119 | 276.4149 | 279.3933 | 237.0955 | 237.4264 | 279.1401 | 276.4045 | 301.7863 | 301.5001 | 301.5001 | 237.4264 | 300.7525 | 239.1638
2020-05-05 05:01 | 0.00 | 282.7978 | 240.2202 | 266.5672 | 250.1268 | 266.6179 | 294.3276 | 233.9534 | 266.6734 | 239.9113 | 266.4011 | 265.2038 | 266.6411 | 231.1304 | 231.8185 | 266.4253 | 263.5619 | 279.7477 | 279.5243 | 279.5243 | 231.8185 | 282.1005 | 235.3084
2020-05-05 05:02 | 0.00 | 232.6737 | 189.0038 | 218.7007 | 194.6935 | 218.7225 | 243.174 | 172.8913 | 218.7457 | 189.3875 | 218.6263 | 218.8894 | 218.7322 | 194.9318 | 195.798 | 218.6374 | 215.9875 | 220.932 | 220.8486 | 220.8486 | 195.798 | 226.1412 | 200.1582
2020-05-05 05:03 | 0.00 | 186.3597 | 135.6581 | 172.6375 | 137.7 | 172.6359 | 197.7516 | 107.816 | 172.6332 | 136.8049 | 172.6371 | 174.4537 | 172.6349 | 157.9052 | 159.0637 | 172.6377 | 171.4015 | 164.7152 | 164.738 | 164.738 | 159.0637 | 173.2554 | 164.8674
2020-05-05 05:04 | 0.00 | 107.4381 | 74.9342 | 99.9153 | 73.8071 | 99.8892 | 114.1646 | 55.2302 | 99.8592 | 75.9918 | 99.9926 | 101.9953 | 99.8769 | 96.9434 | 97.7744 | 99.982 | 100.5433 | 87.9255 | 88.0402 | 88.0402 | 97.7744 | 95.2061 | 101.9627
2020-05-05 05:05 | 0.00 | 33.2419 | 28.733 | 32.2499 | 28.4575 | 32.2122 | 34.0832 | 27.3483 | 32.1693 | 28.8661 | 32.3639 | 32.6913 | 32.1945 | 32.5324 | 32.6664 | 32.3481 | 33.7593 | 29.0103 | 29.1595 | 29.1595 | 32.6664 | 30.3664 | 33.4131
2020-05-05 05:06 | 0.00 | 0.30408 | 0.2894 | 0.29404 | 0.2894 | 0.28745 | 0.31862 | 0.2823 | 0.27995 | 0.2894 | 0.31403 | 0.28761 | 0.28435 | 0.30491 | 0.30079 | 0.31126 | 0.56933 | 0.24076 | 0.26659 | 0.26659 | 0.30079 | 0.25231 | 0.29291
2020-05-05 05:07 | 0.00 | 0 | 0 | 0 | 0 | 0 | 0 | 0 | 0 | 0 | 0 | 0 | 0 | 0 | 0 | 0 | 0 | 0 | 0 | 0 | 0 | 0 | 0
2020-05-05 05:08 | 0.00 | 0 | 0 | 0 | 0 | 0 | 0 | 0 | 0 | 0 | 0 | 0 | 0 | 0 | 0 | 0 | 0 | 0 | 0 | 0 | 0 | 0 | 0
2020-05-05 05:09 | 0.00 | 0 | 0 | 0 | 0 | 0 | 0 | 0 | 0 | 0 | 0 | 0 | 0 | 0 | 0 | 0 | 0 | 0 | 0 | 0 | 0 | 0 | 0
2020-05-05 05:10 | 0.00 | 0 | 0 | 0 | 0 | 0 | 0 | 0 | 0 | 0 | 0 | 0 | 0 | 0 | 0 | 0 | 0 | 0 | 0 | 0 | 0 | 0 | 0
2020-05-05 05:11 | 0.00 | 0 | 0 | 0 | 0 | 0 | 0 | 0 | 0 | 0 | 0 | 0 | 0 | 0 | 0 | 0 | 0 | 0 | 0 | 0 | 0 | 0 | 0
2020-05-05 05:12 | 0.00 | 0 | 0 | 0 | 0 | 0 | 0 | 0 | 0 | 0 | 0 | 0 | 0 | 0 | 0 | 0 | 0 | 0 | 0 | 0 | 0 | 0 | 0
2020-05-05 05:13 | 0.00 | 0 | 0 | 0 | 0 | 0 | 0 | 0 | 0 | 0 | 0 | 0 | 0 | 0 | 0 | 0 | 0 | 0 | 0 | 0 | 0 | 0 | 0
2020-05-05 05:14 | 0.00 | 0 | 0 | 0 | 0 | 0 | 0 | 0 | 0 | 0 | 0 | 0 | 0 | 0 | 0 | 0 | 0 | 0 | 0 | 0 | 0 | 0 | 0
2020-05-05 05:15 | 0.00 | 0 | 0 | 0 | 0 | 0 | 0 | 0 | 0 | 0 | 0 | 0 | 0 | 0 | 0 | 0 | 0 | 0 | 0 | 0 | 0 | 0 | 0
2020-05-05 05:16 | 0.00 | 0 | 0 | 0 | 0 | 0 | 0 | 0 | 0 | 0 | 0 | 0 | 0 | 0 | 0 | 0 | 0 | 0 | 0 | 0 | 0 | 0 | 0
2020-05-05 05:17 | 0.00 | 0 | 0 | 0 | 0 | 0 | 0 | 0 | 0 | 0 | 0 | 0 | 0 | 0 | 0 | 0 | 0 | 0 | 0 | 0 | 0 | 0 | 0
2020-05-05 05:18 | 0.00 | 4.1838 | 6.6137 | 3.9415 | 8.075 | 3.9218 | 4.1925 | 11.333 | 3.8994 | 6.321 | 4.0011 | 3.3267 | 3.9125 | 1.6507 | 1.5819 | 3.9928 | 4.7599 | 8.2956 | 8.3714 | 8.3714 | 1.5819 | 6.7827 | 1.3368
2020-05-05 05:19 | 0.00 | 61.6184 | 76.9023 | 57.7841 | 89.057 | 57.7496 | 62.8039 | 111.3918 | 57.7102 | 74.5895 | 57.888 | 52.3431 | 57.7334 | 29.5413 | 28.7272 | 57.8737 | 59.0514 | 94.2285 | 94.3361 | 94.3361 | 28.7272 | 83.0682 | 24.9805
2020-05-05 05:20 | 0.00 | 147.5769 | 157.4175 | 139.0923 | 174.4498 | 139.0777 | 151.4026 | 198.1628 | 139.0605 | 154.4729 | 139.1332 | 131.7259 | 139.0707 | 91.4136 | 90.2925 | 139.1278 | 138.8471 | 186.6712 | 186.6572 | 186.6572 | 90.2925 | 173.8754 | 84.9374
2020-05-05 05:21 | 0.00 | 213.2968 | 211.5583 | 201.9439 | 228.8668 | 201.9561 | 219.2291 | 246.0833 | 201.9686 | 208.8896 | 201.9001 | 195.1977 | 201.9614 | 150.5106 | 149.6765 | 201.9068 | 199.667 | 246.2055 | 246.0682 | 246.0682 | 149.6765 | 235.8045 | 145.7162
2020-05-05 05:22 | 0.00 | 261.7697 | 248.4744 | 248.2334 | 265.0577 | 248.2721 | 269.5384 | 274.6149 | 248.314 | 246.2502 | 248.1057 | 242.55 | 248.2896 | 197.1845 | 196.7366 | 248.1244 | 245.1487 | 286.8038 | 286.5608 | 286.5608 | 196.7366 | 279.304 | 194.6661
2020-05-05 05:23 | 0.00 | 291.1268 | 266.9166 | 276.0347 | 281.9708 | 276.0921 | 300.4427 | 283.191 | 276.1549 | 265.2507 | 275.8477 | 271.6507 | 276.1183 | 228.0169 | 227.9693 | 275.8749 | 273.1048 | 307.2801 | 306.9773 | 306.9773 | 227.9693 | 302.9784 | 227.8543
2020-05-05 05:24 | 0.00 | 283.5507 | 252.8868 | 269.2087 | 264.394 | 269.2624 | 292.8256 | 257.5376 | 269.3209 | 251.9694 | 269.0336 | 266.5628 | 269.2868 | 230.5257 | 230.824 | 269.0591 | 266.4052 | 289.1479 | 288.8931 | 288.8931 | 230.824 | 288.4819 | 232.3902
2020-05-05 05:25 | 0.00 | 277.0237 | 235.6964 | 261.3804 | 245.0938 | 261.4279 | 288.0357 | 229.1313 | 261.4797 | 235.4258 | 261.2247 | 260.1133 | 261.4495 | 227.3722 | 228.041 | 261.2474 | 258.3667 | 273.3845 | 273.1772 | 273.1772 | 228.041 | 275.953 | 231.4331
2020-05-05 05:26 | 0.00 | 243.5517 | 193.0209 | 227.4957 | 199.2857 | 227.5218 | 255.8412 | 173.8395 | 227.5499 | 193.5139 | 227.4075 | 227.8327 | 227.5336 | 201.0894 | 202.1045 | 227.4206 | 224.5737 | 229.7002 | 229.6003 | 229.6003 | 202.1045 | 235.7622 | 207.2086
2020-05-05 05:27 | 0.00 | 184.0839 | 129.3547 | 169.3577 | 131.3264 | 169.3548 | 196.4404 | 98.9792 | 169.3505 | 130.6254 | 169.3616 | 171.4013 | 169.3531 | 154.155 | 155.4132 | 169.3616 | 168.2252 | 160.3865 | 160.4157 | 160.4157 | 155.4132 | 169.6888 | 161.7164
2020-05-05 05:28 | 0.00 | 107.1302 | 58.2713 | 95.7656 | 56.2899 | 95.7383 | 117.9227 | 29.7386 | 95.707 | 59.8935 | 95.8468 | 99.0739 | 95.7254 | 92.9924 | 94.2758 | 95.8357 | 96.4858 | 78.2071 | 78.3296 | 78.3296 | 94.2758 | 88.8133 | 100.7187
2020-05-05 05:29 | 0.00 | 31.0542 | 14.7256 | 27.1104 | 13.8726 | 27.0721 | 35.5233 | 11.9836 | 27.0285 | 15.1428 | 27.2264 | 29.0002 | 27.0541 | 30.1224 | 30.7218 | 27.2103 | 28.6668 | 17.9098 | 18.0626 | 18.0626 | 30.7218 | 21.8611 | 33.821
2020-05-05 05:30 | 0.00 | 0.053391 | 0.023961 | 0.027462 | 0.023961 | 0.020865 | 0.10045 | 0.020181 | 0.013368 | 0.023961 | 0.047465 | 0.032562 | 0.017772 | 0.087027 | 0.088219 | 0.044687 | 0.30297 | 0 | 0.008738 | 0.008738 | 0.088219 | 0 | 0.10919
2020-05-05 05:31 | 0.00 | 0 | 0 | 0 | 0 | 0 | 0 | 0 | 0 | 0 | 0 | 0 | 0 | 0 | 0 | 0 | 0 | 0 | 0 | 0 | 0 | 0 | 0
2020-05-05 05:32 | 0.00 | 0 | 0 | 0 | 0 | 0 | 0 | 0 | 0 | 0 | 0 | 0 | 0 | 0 | 0 | 0 | 0 | 0 | 0 | 0 | 0 | 0 | 0
2020-05-05 05:33 | 0.00 | 0 | 0 | 0 | 0 | 0 | 0 | 0 | 0 | 0 | 0 | 0 | 0 | 0 | 0 | 0 | 0 | 0 | 0 | 0 | 0 | 0 | 0
2020-05-05 05:34 | 0.00 | 0 | 0 | 0 | 0 | 0 | 0 | 0 | 0 | 0 | 0 | 0 | 0 | 0 | 0 | 0 | 0 | 0 | 0 | 0 | 0 | 0 | 0
2020-05-05 05:35 | 0.00 | 0 | 0 | 0 | 0 | 0 | 0 | 0 | 0 | 0 | 0 | 0 | 0 | 0 | 0 | 0 | 0 | 0 | 0 | 0 | 0 | 0 | 0
2020-05-05 05:36 | 0.00 | 0 | 0 | 0 | 0 | 0 | 0 | 0 | 0 | 0 | 0 | 0 | 0 | 0 | 0 | 0 | 0 | 0 | 0 | 0 | 0 | 0 | 0
2020-05-05 05:37 | 0.00 | 0 | 0 | 0 | 0 | 0 | 0 | 0 | 0 | 0 | 0 | 0 | 0 | 0 | 0 | 0 | 0 | 0 | 0 | 0 | 0 | 0 | 0
2020-05-05 05:38 | 0.00 | 0 | 0 | 0 | 0 | 0 | 0 | 0 | 0 | 0 | 0 | 0 | 0 | 0 | 0 | 0 | 0 | 0 | 0 | 0 | 0 | 0 | 0
2020-05-05 05:39 | 0.00 | 0 | 0 | 0 | 0 | 0 | 0 | 0 | 0 | 0 | 0 | 0 | 0 | 0 | 0 | 0 | 0 | 0 | 0 | 0 | 0 | 0 | 0
2020-05-05 05:40 | 0.00 | 0 | 0 | 0 | 0 | 0 | 0 | 0 | 0 | 0 | 0 | 0 | 0 | 0 | 0 | 0 | 0 | 0 | 0 | 0 | 0 | 0 | 0
2020-05-05 05:41 | 0.00 | 0 | 0 | 0 | 0 | 0 | 0 | 0 | 0 | 0 | 0 | 0 | 0 | 0 | 0 | 0 | 0 | 0 | 0 | 0 | 0 | 0 | 0
2020-05-05 05:42 | 0.00 | 1.6901 | 1.6887 | 1.6962 | 1.6942 | 1.6764 | 1.6624 | 1.6774 | 1.654 | 1.6876 | 1.7561 | 1.6511 | 1.6672 | 1.6276 | 1.6054 | 1.7478 | 2.552 | 1.5293 | 1.6067 | 1.6067 | 1.6054 | 1.568 | 1.5295
2020-05-05 05:43 | 0.00 | 69.661 | 85.6698 | 65.7794 | 98.1902 | 65.7461 | 70.6516 | 121.0854 | 65.7081 | 83.2781 | 65.8795 | 60.0911 | 65.7305 | 35.8005 | 34.915 | 65.8657 | 66.954 | 103.1725 | 103.2705 | 103.2705 | 34.915 | 91.791 | 30.7966
2020-05-05 05:44 | 0.00 | 155.7972 | 165.9033 | 147.5756 | 182.7722 | 147.5643 | 159.2176 | 206.3179 | 147.5507 | 162.9783 | 147.6061 | 140.268 | 147.5588 | 100.1415 | 99.0221 | 147.6023 | 147.0806 | 194.3495 | 194.3198 | 194.3198 | 99.0221 | 181.7866 | 93.6662
2020-05-05 05:45 | 0.00 | 230.3064 | 228.8572 | 218.5634 | 247.0116 | 218.5844 | 236.1971 | 265.1315 | 218.6067 | 226.0478 | 218.4915 | 211.4784 | 218.5938 | 164.4061 | 163.5268 | 218.5023 | 215.7903 | 264.7414 | 264.5579 | 264.5579 | 163.5268 | 253.9207 | 159.3383
2020-05-05 05:46 | 0.00 | 276.9234 | 263.3739 | 263.0259 | 280.5513 | 263.0744 | 284.6875 | 290.4379 | 263.1272 | 261.0641 | 262.8672 | 257.1409 | 263.0964 | 209.953 | 209.4901 | 262.8904 | 260.0066 | 302.7056 | 302.4162 | 302.4162 | 209.4901 | 295.0479 | 207.3382
2020-05-05 05:47 | 0.00 | 307.198 | 282.1569 | 291.6329 | 297.7631 | 291.7018 | 316.6221 | 298.9239 | 291.7774 | 280.4283 | 291.4094 | 287.1019 | 291.7333 | 241.6272 | 241.5845 | 291.4418 | 288.8805 | 323.7234 | 323.369 | 323.369 | 241.5845 | 319.4003 | 241.4846
2020-05-05 05:48 | 0.00 | 292.1198 | 261.286 | 277.9857 | 272.5552 | 278.0478 | 301.046 | 265.125 | 278.1157 | 260.4119 | 277.7839 | 275.4585 | 278.0761 | 239.6803 | 240.0032 | 277.8132 | 275.6013 | 296.7987 | 296.5107 | 296.5107 | 240.0032 | 296.5184 | 241.6767
2020-05-05 05:49 | 0.00 | 294.9737 | 250.861 | 278.3601 | 260.8391 | 278.4193 | 306.5718 | 243.6349 | 278.484 | 250.5814 | 278.1675 | 277.0472 | 278.4463 | 242.0888 | 242.8142 | 278.1955 | 275.4591 | 290.8563 | 290.6014 | 290.6014 | 242.8142 | 293.7151 | 246.4796
2020-05-05 05:50 | 0.00 | 252.6386 | 202.0332 | 236.7413 | 208.1364 | 236.7729 | 264.6223 | 182.2704 | 236.8072 | 202.5535 | 236.6356 | 237.149 | 236.7873 | 210.4811 | 211.5103 | 236.6512 | 233.7435 | 238.0679 | 237.9488 | 237.9488 | 211.5103 | 244.4496 | 216.6738
2020-05-05 05:51 | 0.00 | 168.4169 | 121.6934 | 156.1288 | 123.004 | 156.1208 | 178.5612 | 94.8875 | 156.111 | 122.831 | 156.1488 | 157.9901 | 156.1169 | 143.7523 | 144.8341 | 156.1465 | 155.3814 | 146.8994 | 146.9477 | 146.9477 | 144.8341 | 155.3497 | 150.2598
2020-05-05 05:52 | 0.00 | 110.519 | 61.1694 | 99.2414 | 58.9679 | 99.215 | 121.1416 | 31.5406 | 99.1847 | 62.8446 | 99.3196 | 102.6523 | 99.2026 | 96.799 | 98.1034 | 99.3089 | 99.8899 | 80.6871 | 80.8075 | 80.8075 | 98.1034 | 91.6561 | 104.6453
2020-05-05 05:53 | 0.00 | 32.0053 | 14.5307 | 27.9379 | 13.5557 | 27.8997 | 36.6255 | 11.5488 | 27.8564 | 14.9827 | 28.0533 | 29.989 | 27.8818 | 31.4437 | 32.0887 | 28.0373 | 29.4808 | 17.7475 | 17.9 | 17.9 | 32.0887 | 22.0837 | 35.4164
2020-05-05 05:54 | 0.00 | 0 | 0 | 0 | 0 | 0 | 0 | 0 | 0 | 0 | 0 | 0 | 0 | 0 | 0 | 0 | 0.088998 | 0 | 0 | 0 | 0 | 0 | 0
2020-05-05 05:55 | 0.00 | 0 | 0 | 0 | 0 | 0 | 0 | 0 | 0 | 0 | 0 | 0 | 0 | 0 | 0 | 0 | 0 | 0 | 0 | 0 | 0 | 0 | 0
2020-05-05 05:56 | 0.00 | 0 | 0 | 0 | 0 | 0 | 0 | 0 | 0 | 0 | 0 | 0 | 0 | 0 | 0 | 0 | 0 | 0 | 0 | 0 | 0 | 0 | 0
2020-05-05 05:57 | 0.00 | 0 | 0 | 0 | 0 | 0 | 0 | 0 | 0 | 0 | 0 | 0 | 0 | 0 | 0 | 0 | 0 | 0 | 0 | 0 | 0 | 0 | 0
2020-05-05 05:58 | 0.00 | 0 | 0 | 0 | 0 | 0 | 0 | 0 | 0 | 0 | 0 | 0 | 0 | 0 | 0 | 0 | 0 | 0 | 0 | 0 | 0 | 0 | 0
2020-05-05 05:59 | 0.00 | 0 | 0 | 0 | 0 | 0 | 0 | 0 | 0 | 0 | 0 | 0 | 0 | 0 | 0 | 0 | 0 | 0 | 0 | 0 | 0 | 0 | 0
2020-05-05 06:00 | 0.00 | 0 | 0 | 0 | 0 | 0 | 0 | 0 | 0 | 0 | 0 | 0 | 0 | 0 | 0 | 0 | 0 | 0 | 0 | 0 | 0 | 0 | 0
2020-05-05 06:01 | 0.00 | 0 | 0 | 0 | 0 | 0 | 0 | 0 | 0 | 0 | 0 | 0 | 0 | 0 | 0 | 0 | 0 | 0 | 0 | 0 | 0 | 0 | 0
2020-05-05 06:02 | 0.00 | 0 | 0 | 0 | 0 | 0 | 0 | 0 | 0 | 0 | 0 | 0 | 0 | 0 | 0 | 0 | 0 | 0 | 0 | 0 | 0 | 0 | 0
2020-05-05 06:03 | 0.00 | 0 | 0 | 0 | 0 | 0 | 0 | 0 | 0 | 0 | 0 | 0 | 0 | 0 | 0 | 0 | 0 | 0 | 0 | 0 | 0 | 0 | 0
2020-05-05 06:04 | 0.00 | 0 | 0 | 0 | 0 | 0 | 0 | 0 | 0 | 0 | 0 | 0 | 0 | 0 | 0 | 0 | 0 | 0 | 0 | 0 | 0 | 0 | 0
2020-05-05 06:05 | 0.00 | 0 | 0 | 0 | 0 | 0 | 0 | 0 | 0 | 0 | 0 | 0 | 0 | 0 | 0 | 0 | 0 | 0 | 0 | 0 | 0 | 0 | 0
2020-05-05 06:06 | 0.00 | 2.472 | 2.4635 | 2.4829 | 2.465 | 2.4631 | 2.43 | 2.4294 | 2.4407 | 2.4632 | 2.5427 | 2.439 | 2.4539 | 2.4042 | 2.382 | 2.5344 | 3.3086 | 2.2787 | 2.3561 | 2.3561 | 2.382 | 2.3324 | 2.3062
2020-05-05 06:07 | 0.00 | 46.404 | 52.0424 | 44.9712 | 56.7132 | 44.9351 | 46.4768 | 64.8407 | 44.8939 | 51.1594 | 45.0804 | 42.7893 | 44.9181 | 33.0173 | 32.6463 | 45.0652 | 46.3631 | 58.0508 | 58.1828 | 58.1828 | 32.6463 | 54.1662 | 30.9329
2020-05-05 06:08 | 0.00 | 153.0875 | 162.869 | 145.4069 | 178.796 | 145.3952 | 156.1021 | 200.9934 | 145.3811 | 160.0975 | 145.4387 | 138.4599 | 145.3895 | 100.1183 | 99.0398 | 145.4346 | 144.9424 | 189.3628 | 189.3385 | 189.3385 | 99.0398 | 177.5967 | 93.8752
2020-05-05 06:09 | 0.00 | 225.05 | 224.0091 | 213.9425 | 241.3523 | 213.9611 | 230.4627 | 258.7348 | 213.9808 | 221.313 | 213.8782 | 207.1323 | 213.9694 | 161.8732 | 161.0162 | 213.8879 | 211.3593 | 257.8961 | 257.7295 | 257.7295 | 161.0162 | 247.6136 | 156.9316
2020-05-05 06:10 | 0.00 | 273.89 | 261.6971 | 261.4155 | 277.2854 | 261.4633 | 280.5429 | 286.09 | 261.5153 | 259.5982 | 261.2591 | 256.0732 | 261.485 | 212.8893 | 212.4705 | 261.2819 | 258.4202 | 296.8398 | 296.566 | 296.566 | 212.4705 | 290.1289 | 210.5168
2020-05-05 06:11 | 0.00 | 212.5806 | 204.9098 | 208.4441 | 209.5824 | 208.4645 | 213.4884 | 208.5949 | 208.4863 | 204.3988 | 208.374 | 207.0687 | 208.4737 | 191.596 | 191.5874 | 208.3845 | 206.7758 | 214.6527 | 214.5592 | 214.5592 | 191.5874 | 214.8079 | 191.5737
2020-05-05 06:12 | 0.00 | 186.9469 | 180.6505 | 184.5357 | 183.1148 | 184.5419 | 186.7851 | 180.4988 | 184.5478 | 180.4458 | 184.5108 | 183.9054 | 184.5445 | 174.2038 | 174.2523 | 184.5149 | 183.0294 | 185.2304 | 185.2081 | 185.2081 | 174.2523 | 186.5796 | 174.515
2020-05-05 06:13 | 0.00 | 256.3173 | 227.519 | 246.0325 | 233.5736 | 246.0732 | 262.685 | 221.169 | 246.1173 | 227.4056 | 245.8985 | 245.3252 | 246.0916 | 222.512 | 223.0044 | 245.9182 | 243.5262 | 251.1704 | 251.0065 | 251.0065 | 223.0044 | 254.1395 | 225.4786
2020-05-05 06:14 | 0.00 | 263.55 | 212.1419 | 247.5884 | 218.1524 | 247.6271 | 275.4557 | 191.466 | 247.6691 | 212.7019 | 247.4604 | 248.0848 | 247.6447 | 221.2552 | 222.316 | 247.4792 | 244.5489 | 248.1556 | 248.0113 | 248.0113 | 222.316 | 254.8937 | 227.624
2020-05-05 06:15 | 0.00 | 189.68 | 136.2726 | 175.7266 | 137.7023 | 175.7264 | 201.1699 | 105.2493 | 175.7251 | 137.5892 | 175.722 | 177.897 | 175.726 | 161.7657 | 163.0153 | 175.7231 | 174.3881 | 164.986 | 165.0083 | 165.0083 | 163.0153 | 174.7052 | 169.2638
2020-05-05 06:16 | 0.00 | 111.0452 | 61.4635 | 99.9226 | 58.9983 | 99.8965 | 121.4972 | 31.1673 | 99.8665 | 63.1876 | 100 | 103.4474 | 99.8842 | 98.0668 | 99.3888 | 99.9895 | 100.5524 | 80.3818 | 80.502 | 80.502 | 99.3888 | 91.6599 | 106.0131
2020-05-05 06:17 | 0.00 | 28.7409 | 10.4366 | 24.4869 | 9.3842 | 24.4485 | 33.6589 | 7.3142 | 24.4049 | 10.9159 | 24.603 | 26.7432 | 24.4305 | 28.7133 | 29.4196 | 24.5869 | 26.0466 | 13.6619 | 13.8151 | 13.8151 | 29.4196 | 18.117 | 33.0611
2020-05-05 06:18 | 0.00 | 0 | 0 | 0 | 0 | 0 | 0 | 0 | 0 | 0 | 0 | 0 | 0 | 0 | 0 | 0 | 0.20053 | 0 | 0 | 0 | 0 | 0 | 0.0013058
2020-05-05 06:19 | 0.00 | 0 | 0 | 0 | 0 | 0 | 0 | 0 | 0 | 0 | 0 | 0 | 0 | 0 | 0 | 0 | 0 | 0 | 0 | 0 | 0 | 0 | 0
2020-05-05 06:20 | 0.00 | 0 | 0 | 0 | 0 | 0 | 0 | 0 | 0 | 0 | 0 | 0 | 0 | 0 | 0 | 0 | 0 | 0 | 0 | 0 | 0 | 0 | 0
2020-05-05 06:21 | 0.00 | 0 | 0 | 0 | 0 | 0 | 0 | 0 | 0 | 0 | 0 | 0 | 0 | 0 | 0 | 0 | 0 | 0 | 0 | 0 | 0 | 0 | 0
2020-05-05 06:22 | 0.00 | 0 | 0 | 0 | 0 | 0 | 0 | 0 | 0 | 0 | 0 | 0 | 0 | 0 | 0 | 0 | 0 | 0 | 0 | 0 | 0 | 0 | 0
2020-05-05 06:23 | 0.00 | 0 | 0 | 0 | 0 | 0 | 0 | 0 | 0 | 0 | 0 | 0 | 0 | 0 | 0 | 0 | 0 | 0 | 0 | 0 | 0 | 0 | 0
2020-05-05 06:24 | 0.00 | 0 | 0 | 0 | 0 | 0 | 0 | 0 | 0 | 0 | 0 | 0 | 0 | 0 | 0 | 0 | 0 | 0 | 0 | 0 | 0 | 0 | 0
2020-05-05 06:25 | 0.00 | 0 | 0 | 0 | 0 | 0 | 0 | 0 | 0 | 0 | 0 | 0 | 0 | 0 | 0 | 0 | 0 | 0 | 0 | 0 | 0 | 0 | 0
2020-05-05 06:26 | 0.00 | 0 | 0 | 0 | 0 | 0 | 0 | 0 | 0 | 0 | 0 | 0 | 0 | 0 | 0 | 0 | 0 | 0 | 0 | 0 | 0 | 0 | 0
2020-05-05 06:27 | 0.00 | 0 | 0 | 0 | 0 | 0 | 0 | 0 | 0 | 0 | 0 | 0 | 0 | 0 | 0 | 0 | 0 | 0 | 0 | 0 | 0 | 0 | 0
2020-05-05 06:28 | 0.00 | 0 | 0 | 0 | 0 | 0 | 0 | 0 | 0 | 0 | 0 | 0 | 0 | 0 | 0 | 0 | 0 | 0 | 0 | 0 | 0 | 0 | 0
2020-05-05 06:29 | 0.00 | 0 | 0 | 0 | 0 | 0 | 0 | 0 | 0 | 0 | 0 | 0 | 0 | 0 | 0 | 0 | 0 | 0 | 0 | 0 | 0 | 0 | 0
2020-05-05 06:30 | 0.00 | 7.2386 | 12.9024 | 6.9217 | 15.9337 | 6.9022 | 7.0691 | 23.1529 | 6.8799 | 12.2762 | 6.9811 | 5.7001 | 6.893 | 2.4594 | 2.3405 | 6.9729 | 7.8707 | 16.0738 | 16.1478 | 16.1478 | 2.3405 | 12.821 | 1.9307
2020-05-05 06:31 | 0.00 | 72.2166 | 91.4486 | 68.3983 | 105.2142 | 68.3655 | 72.7938 | 131.1911 | 68.3281 | 88.7723 | 68.4969 | 62.0653 | 68.3501 | 35.5508 | 34.5476 | 68.4833 | 69.5363 | 109.7259 | 109.819 | 109.819 | 34.5476 | 96.9946 | 29.8773
2020-05-05 06:32 | 0.00 | 155.6344 | 166.938 | 147.7719 | 183.7302 | 147.7605 | 158.5708 | 207.6067 | 147.7467 | 163.9866 | 147.8029 | 140.3722 | 147.7549 | 99.9733 | 98.8071 | 147.7989 | 147.2873 | 194.3803 | 194.3522 | 194.3522 | 98.8071 | 181.8139 | 93.2153
2020-05-05 06:33 | 0.00 | 220.9323 | 220.3496 | 210.4381 | 236.9298 | 210.4548 | 225.8749 | 253.6526 | 210.4722 | 217.7568 | 210.3802 | 203.8776 | 210.4622 | 160.2479 | 159.4081 | 210.3889 | 207.8958 | 252.3049 | 252.1527 | 252.1527 | 159.4081 | 242.5244 | 155.4023
2020-05-05 06:34 | 0.00 | 266.9053 | 255.1182 | 254.5489 | 270.6334 | 254.5916 | 273.4984 | 279.6079 | 254.6381 | 253.0141 | 254.4083 | 249.184 | 254.6111 | 205.9426 | 205.5047 | 254.4288 | 251.4825 | 289.8918 | 289.6402 | 289.6402 | 205.5047 | 283.1502 | 203.4645
2020-05-05 06:35 | 0.00 | 293.3153 | 271.2483 | 279.6731 | 285.0884 | 279.7331 | 301.2732 | 285.9693 | 279.7987 | 269.7089 | 279.4777 | 275.6411 | 279.7605 | 234.7336 | 234.6915 | 279.5061 | 276.7781 | 307.4553 | 307.152 | 307.152 | 234.6915 | 303.8678 | 234.5831
2020-05-05 06:36 | 0.00 | 297.4822 | 266.0678 | 283.076 | 277.6523 | 283.1384 | 306.5698 | 270.148 | 283.2068 | 265.1618 | 282.8729 | 280.4749 | 283.167 | 243.6122 | 243.9413 | 282.9024 | 280.2145 | 302.3798 | 302.0919 | 302.0919 | 243.9413 | 302.034 | 245.6497
2020-05-05 06:37 | 0.00 | 285.386 | 244.9742 | 270.4706 | 253.8926 | 270.5241 | 295.5506 | 237.5276 | 270.5825 | 244.7578 | 270.2959 | 269.3603 | 270.5484 | 237.5476 | 238.228 | 270.3213 | 267.4948 | 280.6857 | 280.4597 | 280.4597 | 238.228 | 283.6839 | 241.6603
2020-05-05 06:38 | 0.00 | 245.981 | 202.3337 | 232.6111 | 207.3691 | 232.6404 | 255.6695 | 184.3004 | 232.6721 | 202.8224 | 232.5127 | 233.0489 | 232.6537 | 210.0681 | 210.9707 | 232.5272 | 229.7179 | 232.21 | 232.1035 | 232.1035 | 210.9707 | 238.255 | 215.489
2020-05-05 06:39 | 0.00 | 155.2657 | 122.5618 | 146.8581 | 123.4955 | 146.8476 | 161.7029 | 103.3258 | 146.835 | 123.3559 | 146.8858 | 148.1376 | 146.8425 | 137.4632 | 138.2152 | 146.8823 | 146.2964 | 139.1894 | 139.244 | 139.244 | 138.2152 | 145.6091 | 141.9956
2020-05-05 06:40 | 0.00 | 83.993 | 50.4832 | 76.7063 | 48.5271 | 76.6745 | 90.762 | 29.923 | 76.6381 | 51.685 | 76.8018 | 79.1928 | 76.6595 | 76.067 | 76.9634 | 76.7886 | 77.7706 | 62.0762 | 62.2111 | 62.2111 | 76.9634 | 70.1135 | 81.4788
2020-05-05 06:41 | 0.00 | 15.0828 | 10.8995 | 14.1563 | 10.5971 | 14.1172 | 16.0579 | 9.6973 | 14.0728 | 11.0306 | 14.2748 | 14.6183 | 14.0989 | 14.9973 | 15.133 | 14.2583 | 15.7722 | 11.3122 | 11.466 | 11.466 | 15.133 | 12.429 | 15.8934
2020-05-05 06:42 | 0.00 | 0 | 0 | 0 | 0 | 0 | 0.0052168 | 0 | 0 | 0 | 0 | 0 | 0 | 0.032274 | 0.042876 | 0 | 0.15731 | 0 | 0 | 0 | 0.042876 | 0 | 0.11436
2020-05-05 06:43 | 0.00 | 0 | 0 | 0 | 0 | 0 | 0 | 0 | 0 | 0 | 0 | 0 | 0 | 0 | 0 | 0 | 0 | 0 | 0 | 0 | 0 | 0 | 0
2020-05-05 06:44 | 0.00 | 0 | 0 | 0 | 0 | 0 | 0 | 0 | 0 | 0 | 0 | 0 | 0 | 0 | 0 | 0 | 0 | 0 | 0 | 0 | 0 | 0 | 0
2020-05-05 06:45 | 0.00 | 0 | 0 | 0 | 0 | 0 | 0 | 0 | 0 | 0 | 0 | 0 | 0 | 0 | 0 | 0 | 0 | 0 | 0 | 0 | 0 | 0 | 0
2020-05-05 06:46 | 0.00 | 0 | 0 | 0 | 0 | 0 | 0 | 0 | 0 | 0 | 0 | 0 | 0 | 0 | 0 | 0 | 0 | 0 | 0 | 0 | 0 | 0 | 0
2020-05-05 06:47 | 0.00 | 0 | 0 | 0 | 0 | 0 | 0 | 0 | 0 | 0 | 0 | 0 | 0 | 0 | 0 | 0 | 0 | 0 | 0 | 0 | 0 | 0 | 0
2020-05-05 06:48 | 0.00 | 0 | 0 | 0 | 0 | 0 | 0 | 0 | 0 | 0 | 0 | 0 | 0 | 0 | 0 | 0 | 0 | 0 | 0 | 0 | 0 | 0 | 0
2020-05-05 06:49 | 0.00 | 0 | 0 | 0 | 0 | 0 | 0 | 0 | 0 | 0 | 0 | 0 | 0 | 0 | 0 | 0 | 0 | 0 | 0 | 0 | 0 | 0 | 0
2020-05-05 06:50 | 0.00 | 0 | 0 | 0 | 0 | 0 | 0 | 0 | 0 | 0 | 0 | 0 | 0 | 0 | 0 | 0 | 0 | 0 | 0 | 0 | 0 | 0 | 0
2020-05-05 06:51 | 0.00 | 0 | 0 | 0 | 0 | 0 | 0 | 0 | 0 | 0 | 0 | 0 | 0 | 0 | 0 | 0 | 0 | 0 | 0 | 0 | 0 | 0 | 0
2020-05-05 06:52 | 0.00 | 0 | 0 | 0 | 0 | 0 | 0 | 0 | 0 | 0 | 0 | 0 | 0 | 0 | 0 | 0 | 0 | 0 | 0 | 0 | 0 | 0 | 0
2020-05-05 06:53 | 0.00 | 0 | 0 | 0 | 0 | 0 | 0 | 0 | 0 | 0 | 0 | 0 | 0 | 0 | 0 | 0 | 0 | 0 | 0 | 0 | 0 | 0 | 0
2020-05-05 06:54 | 0.00 | 9.1445 | 15.3449 | 8.8685 | 18.544 | 8.8424 | 8.8746 | 26.2471 | 8.8128 | 14.6769 | 8.9476 | 7.542 | 8.8302 | 3.9801 | 3.8373 | 8.9366 | 9.9481 | 18.4712 | 18.5703 | 18.5703 | 3.8373 | 15.0453 | 3.3119
2020-05-05 06:55 | 0.00 | 72.5608 | 91.667 | 69.0874 | 104.9051 | 69.0547 | 72.82 | 130.1514 | 69.0173 | 89.0766 | 69.1858 | 62.953 | 69.0393 | 37.3157 | 36.3253 | 69.1722 | 70.2211 | 108.7273 | 108.8219 | 108.8219 | 36.3253 | 96.4739 | 31.7022
2020-05-05 06:56 | 0.00 | 153.984 | 165.3567 | 146.6145 | 181.4939 | 146.6026 | 156.5037 | 204.624 | 146.5884 | 162.5073 | 146.6469 | 139.4722 | 146.5969 | 100.5861 | 99.45 | 146.6428 | 146.1639 | 191.2419 | 191.2197 | 191.2197 | 99.45 | 179.1861 | 93.9991
2020-05-05 06:57 | 0.00 | 221.9457 | 221.7236 | 211.686 | 238.1702 | 211.7033 | 226.6003 | 254.8898 | 211.7216 | 219.1441 | 211.6258 | 205.1698 | 211.711 | 161.9549 | 161.1171 | 211.6349 | 209.1204 | 253.0563 | 252.9021 | 252.9021 | 161.1171 | 243.3802 | 157.1176
2020-05-05 06:58 | 0.00 | 270.4025 | 258.7484 | 258.0718 | 274.3452 | 258.1169 | 276.8481 | 283.3975 | 258.166 | 256.6288 | 257.9237 | 252.6727 | 258.1374 | 209.1637 | 208.7211 | 257.9453 | 255.0234 | 293.4488 | 293.1868 | 293.1868 | 208.7211 | 286.7225 | 206.6539
2020-05-05 06:59 | 0.00 | 300.9247 | 279.4617 | 287.666 | 293.0281 | 287.732 | 308.4226 | 293.8214 | 287.8043 | 277.9485 | 287.4516 | 283.7142 | 287.7622 | 243.4129 | 243.3734 | 287.4827 | 284.8722 | 314.55 | 314.2243 | 314.2243 | 243.3734 | 311.1861 | 243.2638
2020-05-05 07:00 | 0.00 | 306.2746 | 276.0227 | 292.6115 | 286.9838 | 292.6817 | 314.5759 | 279.2899 | 292.7587 | 275.1809 | 292.3839 | 290.1882 | 292.7138 | 254.8434 | 255.1766 | 292.4169 | 289.9206 | 310.1267 | 309.8131 | 309.8131 | 255.1766 | 310.2043 | 256.8821
2020-05-05 07:01 | 0.00 | 296.5618 | 261.309 | 283.7787 | 268.9958 | 283.8436 | 304.682 | 254.2088 | 283.9147 | 261.131 | 283.5678 | 282.86 | 283.8733 | 254.5134 | 255.1244 | 283.5984 | 281.0991 | 291.2876 | 291.0236 | 291.0236 | 255.1244 | 294.5199 | 258.174
2020-05-05 07:02 | 0.00 | 203.7713 | 172.6826 | 194.5762 | 175.9236 | 194.5864 | 210.0116 | 158.8362 | 194.5967 | 173.0785 | 194.5386 | 194.9722 | 194.5908 | 178.7663 | 179.4078 | 194.5444 | 192.6713 | 192.3169 | 192.2869 | 192.2869 | 179.4078 | 197.3185 | 182.6334
2020-05-05 07:03 | 0.00 | 142.6104 | 119.5154 | 136.7643 | 120.2909 | 136.7506 | 146.6264 | 105.7774 | 136.7343 | 120.0577 | 136.8024 | 137.602 | 136.7439 | 129.2167 | 129.7352 | 136.7974 | 136.4513 | 130.5952 | 130.6605 | 130.6605 | 129.7352 | 135.4886 | 132.3551
2020-05-05 07:04 | 0.00 | 50.1795 | 49.175 | 50.2006 | 49.1211 | 50.1644 | 49.5581 | 47.9995 | 50.1233 | 49.2101 | 50.3098 | 50.1832 | 50.1475 | 49.2843 | 49.2707 | 50.2947 | 51.5935 | 48.1223 | 48.2653 | 48.2653 | 49.2707 | 48.9965 | 49.2657
2020-05-05 07:05 | 0.00 | 37.5312 | 16.0111 | 32.8709 | 14.5859 | 32.8335 | 42.9047 | 11.9932 | 32.7909 | 16.608 | 32.984 | 35.7031 | 32.8159 | 38.8517 | 39.7196 | 32.9683 | 34.3576 | 19.1629 | 19.3144 | 19.3144 | 39.7196 | 24.5507 | 44.1657
2020-05-05 07:06 | 0.00 | 0 | 0 | 0 | 0 | 0 | 0 | 0 | 0 | 0 | 0 | 0 | 0 | 0.041613 | 0.055761 | 0 | 0.12936 | 0 | 0 | 0 | 0.055761 | 0 | 0.1461
2020-05-05 07:07 | 0.00 | 0 | 0 | 0 | 0 | 0 | 0 | 0 | 0 | 0 | 0 | 0 | 0 | 0 | 0 | 0 | 0 | 0 | 0 | 0 | 0 | 0 | 0
2020-05-05 07:08 | 0.00 | 0 | 0 | 0 | 0 | 0 | 0 | 0 | 0 | 0 | 0 | 0 | 0 | 0 | 0 | 0 | 0 | 0 | 0 | 0 | 0 | 0 | 0
2020-05-05 07:09 | 0.00 | 0 | 0 | 0 | 0 | 0 | 0 | 0 | 0 | 0 | 0 | 0 | 0 | 0 | 0 | 0 | 0 | 0 | 0 | 0 | 0 | 0 | 0
2020-05-05 07:10 | 0.00 | 0 | 0 | 0 | 0 | 0 | 0 | 0 | 0 | 0 | 0 | 0 | 0 | 0 | 0 | 0 | 0 | 0 | 0 | 0 | 0 | 0 | 0
2020-05-05 07:11 | 0.00 | 0 | 0 | 0 | 0 | 0 | 0 | 0 | 0 | 0 | 0 | 0 | 0 | 0 | 0 | 0 | 0 | 0 | 0 | 0 | 0 | 0 | 0
2020-05-05 07:12 | 0.00 | 0 | 0 | 0 | 0 | 0 | 0 | 0 | 0 | 0 | 0 | 0 | 0 | 0 | 0 | 0 | 0 | 0 | 0 | 0 | 0 | 0 | 0
2020-05-05 07:13 | 0.00 | 0 | 0 | 0 | 0 | 0 | 0 | 0 | 0 | 0 | 0 | 0 | 0 | 0 | 0 | 0 | 0 | 0 | 0 | 0 | 0 | 0 | 0
2020-05-05 07:14 | 0.00 | 0 | 0 | 0 | 0 | 0 | 0 | 0 | 0 | 0 | 0 | 0 | 0 | 0 | 0 | 0 | 0 | 0 | 0 | 0 | 0 | 0 | 0
2020-05-05 07:15 | 0.00 | 0 | 0 | 0 | 0 | 0 | 0 | 0 | 0 | 0 | 0 | 0 | 0 | 0 | 0 | 0 | 0 | 0 | 0 | 0 | 0 | 0 | 0
2020-05-05 07:16 | 0.00 | 0 | 0 | 0 | 0 | 0 | 0 | 0 | 0 | 0 | 0 | 0 | 0 | 0 | 0 | 0 | 0 | 0 | 0 | 0 | 0 | 0 | 0
2020-05-05 07:17 | 0.00 | 0 | 0 | 0 | 0 | 0 | 0 | 0 | 0 | 0 | 0 | 0 | 0 | 0 | 0 | 0 | 0 | 0 | 0 | 0 | 0 | 0 | 0
2020-05-05 07:18 | 0.00 | 4.7456 | 5.2312 | 4.7508 | 5.4774 | 4.7312 | 4.6493 | 6.0396 | 4.7088 | 5.1792 | 4.8105 | 4.6128 | 4.7219 | 4.3052 | 4.2768 | 4.8022 | 5.8207 | 5.2405 | 5.3176 | 5.3176 | 4.2768 | 5.0462 | 4.1744
2020-05-05 07:19 | 0.00 | 92.0487 | 109.3838 | 89.0101 | 121.3181 | 88.9821 | 91.8131 | 143.6792 | 88.9499 | 107.0433 | 89.0936 | 83.371 | 88.9689 | 58.8372 | 57.8767 | 89.0822 | 89.7863 | 124.1365 | 124.2066 | 124.2066 | 57.8767 | 113.4296 | 53.3357
2020-05-05 07:20 | 0.00 | 152.1703 | 162.8597 | 145.504 | 177.7449 | 145.4921 | 154.1946 | 199.077 | 145.478 | 160.2267 | 145.5361 | 138.905 | 145.4864 | 102.8239 | 101.7673 | 145.532 | 145.0478 | 186.2946 | 186.278 | 186.278 | 101.7673 | 175.2998 | 96.6956
2020-05-05 07:21 | 0.00 | 222.092 | 222.2489 | 212.2872 | 238.2061 | 212.3049 | 226.3313 | 254.524 | 212.3234 | 219.736 | 212.226 | 205.9422 | 212.3127 | 163.8856 | 163.0629 | 212.2353 | 209.7006 | 252.2153 | 252.0632 | 252.0632 | 163.0629 | 242.8862 | 159.1309
2020-05-05 07:22 | 0.00 | 268.676 | 258.0614 | 257.2453 | 272.737 | 257.2898 | 274.3759 | 281.2824 | 257.3382 | 256.058 | 257.0991 | 252.147 | 257.31 | 211.0437 | 210.6205 | 257.1204 | 254.1887 | 290.1654 | 289.9129 | 289.9129 | 210.6205 | 283.966 | 208.6369
2020-05-05 07:23 | 0.00 | 181.3695 | 175.1376 | 178.3002 | 178.5903 | 178.3059 | 181.7487 | 177.2498 | 178.3112 | 174.7765 | 178.2769 | 177.2907 | 178.3082 | 165.3536 | 165.3528 | 178.2807 | 177.3607 | 181.9585 | 181.9304 | 181.9304 | 165.3528 | 182.4896 | 165.3854
2020-05-05 07:24 | 0.00 | 250.417 | 230.8828 | 242.0051 | 237.7019 | 242.0447 | 254.8049 | 231.881 | 242.0877 | 230.3793 | 241.8744 | 240.5098 | 242.0627 | 217.4507 | 217.671 | 241.8936 | 239.8165 | 251.0684 | 250.8968 | 250.8968 | 217.671 | 251.9495 | 218.8011
2020-05-05 07:25 | 0.00 | 291.4658 | 253.7892 | 277.9155 | 261.7732 | 277.9745 | 300.3079 | 245.7697 | 278.039 | 253.6393 | 277.7236 | 277.0132 | 278.0014 | 247.5985 | 248.2561 | 277.7515 | 275.0214 | 285.7258 | 285.4851 | 285.4851 | 248.2561 | 289.1222 | 251.551
2020-05-05 07:26 | 0.00 | 251.9343 | 206.5288 | 238.3452 | 211.3207 | 238.3778 | 261.6935 | 186.6417 | 238.413 | 207.1068 | 238.2366 | 238.9621 | 238.3926 | 215.9087 | 216.8674 | 238.2526 | 235.3277 | 236.4936 | 236.3785 | 236.3785 | 216.8674 | 243.2103 | 221.6563
2020-05-05 07:27 | 0.00 | 181.8888 | 136.0334 | 170.5338 | 136.5344 | 170.5315 | 190.8964 | 107.3206 | 170.528 | 137.2777 | 170.5358 | 172.64 | 170.5302 | 159.8114 | 160.9096 | 170.536 | 169.3535 | 158.3468 | 158.3789 | 158.3789 | 160.9096 | 167.6453 | 166.392
2020-05-05 07:28 | 0.00 | 109.9993 | 69.5572 | 101.45 | 67.0948 | 101.4251 | 117.6737 | 42.305 | 101.3965 | 71.0524 | 101.5233 | 104.4397 | 101.4134 | 100.438 | 101.5221 | 101.5133 | 101.9834 | 83.3765 | 83.4924 | 83.4924 | 101.5221 | 93.2917 | 106.9481
2020-05-05 07:29 | 0.00 | 19.9478 | 17.7594 | 19.6062 | 17.5482 | 19.5675 | 20.1097 | 16.7642 | 19.5234 | 17.8447 | 19.7235 | 19.7491 | 19.5493 | 19.6147 | 19.6428 | 19.7073 | 21.1949 | 17.578 | 17.7304 | 17.7304 | 19.6428 | 18.4149 | 19.8508
2020-05-05 07:30 | 0.00 | 0 | 0 | 0 | 0 | 0 | 0 | 0 | 0 | 0 | 0 | 0 | 0 | 0 | 0 | 0 | 0.082134 | 0 | 0 | 0 | 0 | 0 | 0
2020-05-05 07:31 | 0.00 | 0 | 0 | 0 | 0 | 0 | 0 | 0 | 0 | 0 | 0 | 0 | 0 | 0 | 0 | 0 | 0 | 0 | 0 | 0 | 0 | 0 | 0
2020-05-05 07:32 | 0.00 | 0 | 0 | 0 | 0 | 0 | 0 | 0 | 0 | 0 | 0 | 0 | 0 | 0 | 0 | 0 | 0 | 0 | 0 | 0 | 0 | 0 | 0
2020-05-05 07:33 | 0.00 | 0 | 0 | 0 | 0 | 0 | 0 | 0 | 0 | 0 | 0 | 0 | 0 | 0 | 0 | 0 | 0 | 0 | 0 | 0 | 0 | 0 | 0
2020-05-05 07:34 | 0.00 | 0 | 0 | 0 | 0 | 0 | 0 | 0 | 0 | 0 | 0 | 0 | 0 | 0 | 0 | 0 | 0 | 0 | 0 | 0 | 0 | 0 | 0
2020-05-05 07:35 | 0.00 | 0 | 0 | 0 | 0 | 0 | 0 | 0 | 0 | 0 | 0 | 0 | 0 | 0 | 0 | 0 | 0 | 0 | 0 | 0 | 0 | 0 | 0
2020-05-05 07:36 | 0.00 | 0 | 0 | 0 | 0 | 0 | 0 | 0 | 0 | 0 | 0 | 0 | 0 | 0 | 0 | 0 | 0 | 0 | 0 | 0 | 0 | 0 | 0
2020-05-05 07:37 | 0.00 | 0 | 0 | 0 | 0 | 0 | 0 | 0 | 0 | 0 | 0 | 0 | 0 | 0 | 0 | 0 | 0 | 0 | 0 | 0 | 0 | 0 | 0
2020-05-05 07:38 | 0.00 | 0 | 0 | 0 | 0 | 0 | 0 | 0 | 0 | 0 | 0 | 0 | 0 | 0 | 0 | 0 | 0 | 0 | 0 | 0 | 0 | 0 | 0
2020-05-05 07:39 | 0.00 | 0 | 0 | 0 | 0 | 0 | 0 | 0 | 0 | 0 | 0 | 0 | 0 | 0 | 0 | 0 | 0 | 0 | 0 | 0 | 0 | 0 | 0
2020-05-05 07:40 | 0.00 | 0 | 0 | 0 | 0 | 0 | 0 | 0 | 0 | 0 | 0 | 0 | 0 | 0 | 0 | 0 | 0 | 0 | 0 | 0 | 0 | 0 | 0
2020-05-05 07:41 | 0.00 | 0 | 0 | 0 | 0 | 0 | 0 | 0 | 0 | 0 | 0 | 0 | 0 | 0 | 0 | 0 | 0 | 0 | 0 | 0 | 0 | 0 | 0
2020-05-05 07:42 | 0.00 | 7.9504 | 13.9538 | 7.7635 | 16.8882 | 7.7439 | 7.6027 | 24.0289 | 7.7217 | 13.3316 | 7.8227 | 6.5053 | 7.7348 | 2.9632 | 2.8098 | 7.8144 | 8.8257 | 16.6456 | 16.7191 | 16.7191 | 2.8098 | 13.489 | 2.2064
2020-05-05 07:43 | 0.00 | 73.7238 | 94.1964 | 70.6245 | 107.4806 | 70.592 | 73.4481 | 133.3686 | 70.5549 | 91.5606 | 70.7219 | 64.3766 | 70.5767 | 38.4564 | 37.4168 | 70.7085 | 71.7362 | 110.3647 | 110.4576 | 110.4576 | 37.4168 | 97.9918 | 32.5443
2020-05-05 07:44 | 0.00 | 158.8793 | 171.1232 | 151.9891 | 187.0017 | 151.9794 | 160.7794 | 210.1424 | 151.9675 | 168.2907 | 152.0148 | 144.8945 | 151.9746 | 106.4267 | 105.277 | 152.0116 | 151.3772 | 195.6643 | 195.6333 | 195.6333 | 105.277 | 183.8214 | 99.7489
2020-05-05 07:45 | 0.00 | 222.3518 | 222.8305 | 212.8803 | 238.4749 | 212.8985 | 226.249 | 254.5576 | 212.9177 | 220.3592 | 212.8174 | 206.6459 | 212.9066 | 165.3716 | 164.5586 | 212.8269 | 210.368 | 251.8224 | 251.6701 | 251.6701 | 164.5586 | 242.7305 | 160.67
2020-05-05 07:46 | 0.00 | 271.8993 | 261.1023 | 260.2039 | 276.1687 | 260.2504 | 277.6838 | 284.9752 | 260.301 | 259.0425 | 260.0513 | 254.9655 | 260.2715 | 212.7178 | 212.2811 | 260.0735 | 257.166 | 293.9571 | 293.6937 | 293.6937 | 212.2811 | 287.6018 | 210.2329
2020-05-05 07:47 | 0.00 | 297.4188 | 276.371 | 284.4951 | 289.6537 | 284.5586 | 304.556 | 290.2718 | 284.6282 | 274.8907 | 284.2885 | 280.6236 | 284.5877 | 240.9351 | 240.8966 | 284.3185 | 281.654 | 310.4363 | 310.1238 | 310.1238 | 240.8966 | 307.2998 | 240.7913
2020-05-05 07:48 | 0.27 | 233.0625 | 217.4216 | 226.1402 | 223.3662 | 226.168 | 236.2636 | 218.9588 | 226.1978 | 216.9412 | 226.0469 | 224.7322 | 226.1805 | 204.6019 | 204.7486 | 226.0607 | 223.6971 | 233.8064 | 233.686 | 233.686 | 204.7486 | 234.5735 | 205.5162
2020-05-05 07:49 | 0.32 | 140.1716 | 136.0808 | 139.22 | 136.9183 | 139.2057 | 139.3282 | 134.0518 | 139.1888 | 136.0664 | 139.26 | 139.0539 | 139.1988 | 134.131 | 134.1778 | 139.2548 | 138.952 | 136.7292 | 136.7912 | 136.7912 | 134.1778 | 138.474 | 134.4455
2020-05-05 07:50 | 0.32 | 142.1451 | 130.9042 | 139.0876 | 132.1355 | 139.0756 | 143.3081 | 125.3963 | 139.0614 | 131.0341 | 139.12 | 139.154 | 139.0698 | 131.9852 | 132.1952 | 139.1159 | 138.7181 | 136.3287 | 136.3822 | 136.3822 | 132.1952 | 138.9678 | 133.2797
2020-05-05 07:51 | 0.29 | 56.084 | 55.701 | 56.2573 | 55.7173 | 56.2221 | 55.2215 | 54.8929 | 56.1821 | 55.7088 | 56.3633 | 56.1799 | 56.2056 | 55.1378 | 55.1065 | 56.3487 | 57.575 | 54.3248 | 54.4641 | 54.4641 | 55.1065 | 55.1184 | 55.0118
2020-05-05 07:52 | 0.29 | 28.6208 | 28.5834 | 28.7605 | 28.5822 | 28.7222 | 28.1261 | 28.2367 | 28.6785 | 28.584 | 28.8766 | 28.6717 | 28.7042 | 28.1971 | 28.1546 | 28.8605 | 30.3197 | 27.6284 | 27.779 | 27.779 | 28.1546 | 28.0422 | 28.0097
2020-05-05 07:53 | 0.30 | 14.0743 | 10.8682 | 13.4737 | 10.7132 | 13.4345 | 14.6785 | 10.5564 | 13.39 | 10.9367 | 13.5924 | 13.8601 | 13.4161 | 14.3776 | 14.4752 | 13.5759 | 15.0958 | 10.6853 | 10.8392 | 10.8392 | 14.4752 | 11.6818 | 15.0377
2020-05-05 07:54 | 0.33 | 0 | 0 | 0 | 0 | 0 | 0 | 0 | 0 | 0 | 0 | 0 | 0 | 0 | 0 | 0 | 0 | 0 | 0 | 0 | 0 | 0 | 0
2020-05-05 07:55 | 0.39 | 0 | 0 | 0 | 0 | 0 | 0 | 0 | 0 | 0 | 0 | 0 | 0 | 0 | 0 | 0 | 0 | 0 | 0 | 0 | 0 | 0 | 0
2020-05-05 07:56 | 0.40 | 0 | 0 | 0 | 0 | 0 | 0 | 0 | 0 | 0 | 0 | 0 | 0 | 0 | 0 | 0 | 0 | 0 | 0 | 0 | 0 | 0 | 0
2020-05-05 07:57 | 0.40 | 0 | 0 | 0 | 0 | 0 | 0 | 0 | 0 | 0 | 0 | 0 | 0 | 0 | 0 | 0 | 0 | 0 | 0 | 0 | 0 | 0 | 0
2020-05-05 07:58 | 0.41 | 0 | 0 | 0 | 0 | 0 | 0 | 0 | 0 | 0 | 0 | 0 | 0 | 0 | 0 | 0 | 0 | 0 | 0 | 0 | 0 | 0 | 0
2020-05-05 07:59 | 0.42 | 0 | 0 | 0 | 0 | 0 | 0 | 0 | 0 | 0 | 0 | 0 | 0 | 0 | 0 | 0 | 0 | 0 | 0 | 0 | 0 | 0 | 0
2020-05-05 08:00 | 0.42 | 0 | 0 | 0 | 0 | 0 | 0 | 0 | 0 | 0 | 0 | 0 | 0 | 0 | 0 | 0 | 0 | 0 | 0 | 0 | 0 | 0 | 0
2020-05-05 08:01 | 0.43 | 0 | 0 | 0 | 0 | 0 | 0 | 0 | 0 | 0 | 0 | 0 | 0 | 0 | 0 | 0 | 0 | 0 | 0 | 0 | 0 | 0 | 0
2020-05-05 08:02 | 0.44 | 0 | 0 | 0 | 0 | 0 | 0 | 0 | 0 | 0 | 0 | 0 | 0 | 0 | 0 | 0 | 0 | 0 | 0 | 0 | 0 | 0 | 0
2020-05-05 08:03 | 0.45 | 0 | 0 | 0 | 0 | 0 | 0 | 0 | 0 | 0 | 0 | 0 | 0 | 0 | 0 | 0 | 0 | 0 | 0 | 0 | 0 | 0 | 0
2020-05-05 08:04 | 0.45 | 0 | 0 | 0 | 0 | 0 | 0 | 0 | 0 | 0 | 0 | 0 | 0 | 0 | 0 | 0 | 0 | 0 | 0 | 0 | 0 | 0 | 0
2020-05-05 08:05 | 0.45 | 0 | 0 | 0 | 0 | 0 | 0 | 0 | 0 | 0 | 0 | 0 | 0 | 0 | 0 | 0 | 0 | 0 | 0 | 0 | 0 | 0 | 0
2020-05-05 08:06 | 0.45 | 9.2363 | 17.7285 | 9.0972 | 21.7088 | 9.0711 | 8.6764 | 31.7349 | 9.0415 | 16.8729 | 9.1763 | 7.426 | 9.0589 | 2.9738 | 2.7814 | 9.1653 | 10.1761 | 21.1053 | 21.2036 | 21.2036 | 2.7814 | 16.7534 | 2.0777
2020-05-05 08:07 | 0.45 | 62.7124 | 76.8912 | 60.9896 | 85.6266 | 60.9556 | 62.0289 | 103.0041 | 60.9168 | 75.14 | 61.092 | 56.855 | 60.9396 | 39.9545 | 39.2545 | 61.0778 | 62.2196 | 86.5956 | 86.709 | 86.709 | 39.2545 | 78.5427 | 35.9973
2020-05-05 08:08 | 0.45 | 156.4588 | 169.0754 | 149.8617 | 184.7121 | 149.851 | 158.067 | 207.7608 | 149.8381 | 166.2719 | 149.8902 | 142.8466 | 149.8458 | 105.0188 | 103.8724 | 149.8866 | 149.3183 | 192.8025 | 192.7774 | 192.7774 | 103.8724 | 181.1114 | 98.3582
2020-05-05 08:09 | 0.44 | 217.1969 | 217.9099 | 208.2846 | 232.8339 | 208.3007 | 220.6792 | 248.2365 | 208.3175 | 215.5462 | 208.2284 | 202.3243 | 208.3078 | 162.8874 | 162.1058 | 208.2369 | 205.8695 | 245.1986 | 245.0606 | 245.0606 | 162.1058 | 236.591 | 158.3674
2020-05-05 08:10 | 0.42 | 277.3147 | 267.141 | 266.1681 | 281.7035 | 266.2195 | 282.5386 | 290.1813 | 266.2756 | 265.1445 | 266 | 261.1036 | 266.2429 | 220.1203 | 219.6989 | 266.0245 | 263.2418 | 298.4043 | 298.1243 | 298.1243 | 219.6989 | 292.4134 | 217.7108
2020-05-05 08:11 | 0.43 | 290.9835 | 272.8905 | 280.1517 | 284.1568 | 280.2127 | 296.3982 | 284.0918 | 280.2795 | 271.6457 | 279.9532 | 276.8878 | 280.2406 | 242.7803 | 242.7627 | 279.9821 | 277.3191 | 301.0185 | 300.7316 | 300.7316 | 242.7627 | 298.8874 | 242.7321
2020-05-05 08:12 | 0.45 | 302.5819 | 271.561 | 288.6579 | 282.7191 | 288.7245 | 310.9245 | 274.6386 | 288.7976 | 270.71 | 288.4416 | 286.1869 | 288.755 | 249.9742 | 250.3129 | 288.4729 | 285.865 | 306.1179 | 305.8185 | 305.8185 | 250.3129 | 306.3713 | 252.0554
2020-05-05 08:13 | 0.39 | 280.6742 | 242.0056 | 266.8419 | 249.9902 | 266.8929 | 289.7079 | 233.4071 | 266.9485 | 241.8795 | 266.6751 | 265.9588 | 266.9161 | 236.2167 | 236.8857 | 266.6994 | 263.8411 | 274.2643 | 274.0556 | 274.0556 | 236.8857 | 277.9317 | 240.2522
2020-05-05 08:14 | 0.39 | 232.3882 | 189.8179 | 219.8928 | 193.906 | 219.9149 | 241.2532 | 170.3095 | 219.9385 | 190.4159 | 219.8175 | 220.588 | 219.9249 | 199.635 | 200.5377 | 219.8287 | 217.2227 | 216.7074 | 216.6344 | 216.6344 | 200.5377 | 223.4603 | 205.0576
2020-05-05 08:15 | 0.35 | 176.2826 | 129.6881 | 164.9386 | 129.8984 | 164.9338 | 185.2509 | 99.8591 | 164.9275 | 130.9955 | 164.9485 | 167.1827 | 164.9313 | 154.6888 | 155.8144 | 164.9476 | 163.9493 | 151.5329 | 151.5755 | 151.5755 | 155.8144 | 161.2858 | 161.4362
2020-05-05 08:16 | 0.34 | 94.6795 | 61.1897 | 87.8569 | 58.8384 | 87.8282 | 100.6824 | 37.648 | 87.7954 | 62.476 | 87.9423 | 90.424 | 87.8147 | 87.538 | 88.4386 | 87.9306 | 88.6792 | 71.5723 | 71.6992 | 71.6992 | 88.4386 | 80.1905 | 92.9573
2020-05-05 08:17 | 0.33 | 16.7589 | 13.4595 | 16.1928 | 13.2276 | 16.1538 | 17.2768 | 12.9574 | 16.1095 | 13.5576 | 16.311 | 16.5706 | 16.1355 | 17.0199 | 17.1134 | 16.2946 | 17.8015 | 13.2617 | 13.4151 | 13.4151 | 17.1134 | 14.3399 | 17.653
2020-05-05 08:18 | 0.34 | 0 | 0 | 0 | 0 | 0 | 0 | 0 | 0 | 0 | 0 | 0 | 0 | 0 | 0 | 0 | 0 | 0 | 0 | 0 | 0 | 0 | 0
2020-05-05 08:19 | 0.35 | 0 | 0 | 0 | 0 | 0 | 0 | 0 | 0 | 0 | 0 | 0 | 0 | 0 | 0 | 0 | 0 | 0 | 0 | 0 | 0 | 0 | 0
2020-05-05 08:20 | 0.36 | 0 | 0 | 0 | 0 | 0 | 0 | 0 | 0 | 0 | 0 | 0 | 0 | 0 | 0 | 0 | 0 | 0 | 0 | 0 | 0 | 0 | 0
2020-05-05 08:21 | 0.38 | 0 | 0 | 0 | 0 | 0 | 0 | 0 | 0 | 0 | 0 | 0 | 0 | 0 | 0 | 0 | 0 | 0 | 0 | 0 | 0 | 0 | 0
2020-05-05 08:22 | 0.35 | 0 | 0 | 0 | 0 | 0 | 0 | 0 | 0 | 0 | 0 | 0 | 0 | 0 | 0 | 0 | 0 | 0 | 0 | 0 | 0 | 0 | 0
2020-05-05 08:23 | 0.41 | 0 | 0 | 0 | 0 | 0 | 0 | 0 | 0 | 0 | 0 | 0 | 0 | 0 | 0 | 0 | 0 | 0 | 0 | 0 | 0 | 0 | 0
2020-05-05 08:24 | 0.40 | 0 | 0 | 0 | 0 | 0 | 0 | 0 | 0 | 0 | 0 | 0 | 0 | 0 | 0 | 0 | 0 | 0 | 0 | 0 | 0 | 0 | 0
2020-05-05 08:25 | 0.43 | 0 | 0 | 0 | 0 | 0 | 0 | 0 | 0 | 0 | 0 | 0 | 0 | 0 | 0 | 0 | 0 | 0 | 0 | 0 | 0 | 0 | 0
2020-05-05 08:26 | 0.47 | 0 | 0 | 0 | 0 | 0 | 0 | 0 | 0 | 0 | 0 | 0 | 0 | 0 | 0 | 0 | 0 | 0 | 0 | 0 | 0 | 0 | 0
2020-05-05 08:27 | 0.50 | 0 | 0 | 0 | 0 | 0 | 0 | 0 | 0 | 0 | 0 | 0 | 0 | 0 | 0 | 0 | 0 | 0 | 0 | 0 | 0 | 0 | 0
2020-05-05 08:28 | 0.51 | 0 | 0 | 0 | 0 | 0 | 0 | 0 | 0 | 0 | 0 | 0 | 0 | 0 | 0 | 0 | 0 | 0 | 0 | 0 | 0 | 0 | 0
2020-05-05 08:29 | 0.54 | 0 | 0 | 0 | 0 | 0 | 0 | 0 | 0 | 0 | 0 | 0 | 0 | 0 | 0 | 0 | 0 | 0 | 0 | 0 | 0 | 0 | 0
2020-05-05 08:30 | 0.61 | 1.1899 | 1.1852 | 1.1947 | 1.1864 | 1.1815 | 1.1705 | 1.1689 | 1.1665 | 1.1849 | 1.2346 | 1.1653 | 1.1753 | 1.1503 | 1.1355 | 1.2291 | 1.7443 | 1.0744 | 1.126 | 1.126 | 1.1355 | 1.1036 | 1.0847
2020-05-05 08:31 | 0.57 | 36.8922 | 37.896 | 36.8264 | 38.6739 | 36.7893 | 36.3553 | 39.7291 | 36.747 | 37.7468 | 36.9387 | 36.3811 | 36.7719 | 34.2168 | 34.1145 | 36.9231 | 38.293 | 37.9018 | 38.0462 | 38.0462 | 34.1145 | 37.6605 | 33.6788
2020-05-05 08:32 | 0.61 | 91.7695 | 94.9067 | 91.1742 | 97.6795 | 91.1463 | 90.7102 | 101.5962 | 91.1142 | 94.3864 | 91.2574 | 89.8211 | 91.1331 | 82.3921 | 82.1427 | 91.246 | 91.9431 | 96.9021 | 97.003 | 97.003 | 82.1427 | 95.4906 | 80.9798
2020-05-05 08:33 | 0.63 | 180.3836 | 180.0414 | 176.2109 | 187.3726 | 176.2158 | 181.0415 | 193.8481 | 176.2202 | 178.9036 | 176.19 | 173.3242 | 176.2178 | 152.9157 | 152.5536 | 176.1934 | 174.8802 | 192.0799 | 192.027 | 192.027 | 152.5536 | 188.822 | 150.8313
2020-05-05 08:34 | 0.64 | 221.5695 | 217.3823 | 217.0514 | 224.0573 | 217.0728 | 222.2807 | 227.2587 | 217.0955 | 216.4591 | 216.9784 | 214.6931 | 217.0824 | 194.8195 | 194.619 | 216.9893 | 214.5443 | 229.2738 | 229.1679 | 229.1679 | 194.619 | 227.5497 | 193.6673
2020-05-05 08:35 | 0.66 | 301.9669 | 285.9254 | 292.6526 | 295.7767 | 292.7226 | 306.0485 | 295.1449 | 292.7995 | 284.844 | 292.4254 | 289.8394 | 292.7547 | 259.2564 | 259.2644 | 292.4584 | 289.9469 | 309.7378 | 309.4253 | 309.4253 | 259.2644 | 308.402 | 259.3246
2020-05-05 08:36 | 0.65 | 296.6905 | 272.0935 | 285.9547 | 280.8221 | 286.0199 | 302.4284 | 273.7469 | 286.0914 | 271.4371 | 285.7428 | 284.0488 | 286.0497 | 254.7848 | 255.0698 | 285.7736 | 283.1831 | 298.1224 | 297.8441 | 297.8441 | 255.0698 | 299.0136 | 256.5079
2020-05-05 08:37 | 0.75 | 259.1631 | 233.8713 | 250.4838 | 238.9699 | 250.5253 | 263.903 | 227.3197 | 250.5703 | 233.804 | 250.3472 | 249.9401 | 250.5441 | 229.566 | 230.013 | 250.3672 | 247.6022 | 253.0654 | 252.9058 | 252.9058 | 230.013 | 256.4152 | 232.2442
2020-05-05 08:38 | 0.66 | 179.2786 | 170.6227 | 177.2654 | 171.5405 | 177.2668 | 179.0309 | 165.6255 | 177.2672 | 170.7263 | 177.2559 | 177.3322 | 177.2671 | 170.7302 | 170.9035 | 177.2578 | 175.8098 | 173.1452 | 173.1517 | 173.1517 | 170.9035 | 176.0285 | 171.7766
2020-05-05 08:39 | 0.66 | 114.199 | 107.9231 | 113.1343 | 107.8897 | 113.1118 | 113.8874 | 102.9023 | 113.0859 | 108.1053 | 113.2 | 113.3917 | 113.1012 | 110.3439 | 110.4732 | 113.1911 | 113.4847 | 108.3687 | 108.4638 | 108.4638 | 110.4732 | 110.8667 | 111.157
2020-05-05 08:40 | 0.67 | 55.4337 | 54.6285 | 55.5329 | 54.5808 | 55.4976 | 54.6644 | 53.4728 | 55.4573 | 54.6576 | 55.6396 | 55.5016 | 55.481 | 54.5285 | 54.5103 | 55.6248 | 56.8654 | 53.3544 | 53.4945 | 53.4945 | 54.5103 | 54.2592 | 54.4804
2020-05-05 08:41 | 0.70 | 36.1207 | 25.5037 | 34.2757 | 24.5617 | 34.2383 | 38.0328 | 23.2371 | 34.1957 | 25.8642 | 34.3888 | 35.7311 | 34.2207 | 37.6921 | 38.1027 | 34.3732 | 35.764 | 25.9373 | 26.0874 | 26.0874 | 38.1027 | 28.9938 | 40.228
2020-05-05 08:42 | 0.72 | 0 | 0 | 0 | 0 | 0 | 0 | 0 | 0 | 0 | 0 | 0 | 0 | 0.023386 | 0.025664 | 0 | 0.2061 | 0 | 0 | 0 | 0.025664 | 0 | 0.051298
2020-05-05 08:43 | 0.67 | 0 | 0 | 0 | 0 | 0 | 0 | 0 | 0 | 0 | 0 | 0 | 0 | 0 | 0 | 0 | 0 | 0 | 0 | 0 | 0 | 0 | 0
2020-05-05 08:44 | 0.70 | 0 | 0 | 0 | 0 | 0 | 0 | 0 | 0 | 0 | 0 | 0 | 0 | 0 | 0 | 0 | 0 | 0 | 0 | 0 | 0 | 0 | 0
2020-05-05 08:45 | 0.71 | 0 | 0 | 0 | 0 | 0 | 0 | 0 | 0 | 0 | 0 | 0 | 0 | 0 | 0 | 0 | 0 | 0 | 0 | 0 | 0 | 0 | 0
2020-05-05 08:46 | 0.73 | 0 | 0 | 0 | 0 | 0 | 0 | 0 | 0 | 0 | 0 | 0 | 0 | 0 | 0 | 0 | 0 | 0 | 0 | 0 | 0 | 0 | 0
2020-05-05 08:47 | 0.75 | 0 | 0 | 0 | 0 | 0 | 0 | 0 | 0 | 0 | 0 | 0 | 0 | 0 | 0 | 0 | 0 | 0 | 0 | 0 | 0 | 0 | 0
2020-05-05 08:48 | 0.71 | 0 | 0 | 0 | 0 | 0 | 0 | 0 | 0 | 0 | 0 | 0 | 0 | 0 | 0 | 0 | 0 | 0 | 0 | 0 | 0 | 0 | 0
2020-05-05 08:49 | 0.70 | 0 | 0 | 0 | 0 | 0 | 0 | 0 | 0 | 0 | 0 | 0 | 0 | 0 | 0 | 0 | 0 | 0 | 0 | 0 | 0 | 0 | 0
2020-05-05 08:50 | 0.74 | 0 | 0 | 0 | 0 | 0 | 0 | 0 | 0 | 0 | 0 | 0 | 0 | 0 | 0 | 0 | 0 | 0 | 0 | 0 | 0 | 0 | 0
2020-05-05 08:51 | 0.80 | 0 | 0 | 0 | 0 | 0 | 0 | 0 | 0 | 0 | 0 | 0 | 0 | 0 | 0 | 0 | 0 | 0 | 0 | 0 | 0 | 0 | 0
2020-05-05 08:52 | 0.73 | 0 | 0 | 0 | 0 | 0 | 0 | 0 | 0 | 0 | 0 | 0 | 0 | 0 | 0 | 0 | 0 | 0 | 0 | 0 | 0 | 0 | 0
2020-05-05 08:53 | 0.80 | 0 | 0 | 0 | 0 | 0 | 0 | 0 | 0 | 0 | 0 | 0 | 0 | 0 | 0 | 0 | 0 | 0 | 0 | 0 | 0 | 0 | 0
2020-05-05 08:54 | 0.84 | 4.3483 | 4.3475 | 4.3685 | 4.3521 | 4.3488 | 4.2738 | 4.3049 | 4.3265 | 4.3465 | 4.4375 | 4.3229 | 4.3396 | 4.2529 | 4.2306 | 4.4264 | 5.4521 | 4.1196 | 4.1968 | 4.1968 | 4.2306 | 4.1928 | 4.1541
2020-05-05 08:55 | 0.79 | 62.2587 | 68.5035 | 61.3419 | 72.8123 | 61.3093 | 61.5438 | 80.5311 | 61.2722 | 67.6596 | 61.4395 | 59.2372 | 61.294 | 49.5618 | 49.171 | 61.4261 | 62.4583 | 72.8058 | 72.9207 | 72.9207 | 49.171 | 69.411 | 47.3359
2020-05-05 08:56 | 0.78 | 123.5122 | 130.2374 | 120.8541 | 137.7455 | 120.8342 | 123.154 | 148.7775 | 120.811 | 128.8796 | 120.912 | 117.4616 | 120.8247 | 99.0561 | 98.4902 | 120.9042 | 121.0159 | 139.8702 | 139.9236 | 139.9236 | 98.4902 | 134.776 | 95.7887
2020-05-05 08:57 | 0.83 | 200.9567 | 201.7127 | 194.6065 | 212.9195 | 194.6176 | 202.6893 | 224.2061 | 194.629 | 199.9397 | 194.5659 | 190.1511 | 194.6225 | 160.3609 | 159.783 | 194.5722 | 192.6602 | 220.9994 | 220.9036 | 220.9036 | 159.783 | 215.023 | 157.02
2020-05-05 08:58 | 0.84 | 164.0347 | 162.4698 | 162.089 | 165.965 | 162.0857 | 163.3644 | 167.4462 | 162.0811 | 161.9689 | 162.094 | 160.7751 | 162.0839 | 149.6527 | 149.5154 | 162.0938 | 161.0859 | 167.0047 | 167.0084 | 167.0084 | 149.5154 | 166.6524 | 148.8794
2020-05-05 08:59 | 0.91 | 185.44 | 180.6645 | 183.2893 | 183.3657 | 183.2982 | 184.9121 | 181.8729 | 183.3072 | 180.3795 | 183.2557 | 182.4892 | 183.3021 | 172.4168 | 172.4172 | 183.2609 | 181.8156 | 184.8325 | 184.7975 | 184.7975 | 172.4172 | 185.8124 | 172.438
2020-05-05 09:00 | 1.00 | 233.1687 | 225.1364 | 230.2187 | 228.094 | 230.2479 | 232.8546 | 224.5191 | 230.2793 | 224.9044 | 230.121 | 229.53 | 230.2611 | 217.537 | 217.6302 | 230.1354 | 227.6721 | 230.6788 | 230.5705 | 230.5705 | 217.6302 | 232.5362 | 218.0818
2020-05-05 09:01 | 0.93 | 169.7361 | 164.5897 | 168.5272 | 165.6304 | 168.5253 | 168.7383 | 162.0534 | 168.5222 | 164.5739 | 168.5279 | 168.3593 | 168.5242 | 162.2531 | 162.3302 | 168.5283 | 167.3161 | 165.5815 | 165.5977 | 165.5977 | 162.3302 | 167.719 | 162.7297
2020-05-05 09:02 | 0.86 | 145.8681 | 142.5546 | 145.5388 | 142.8178 | 145.5278 | 144.4106 | 139.6211 | 145.5146 | 142.6074 | 145.5683 | 145.552 | 145.5225 | 141.9212 | 141.9777 | 145.5646 | 145.0196 | 141.3479 | 141.4003 | 141.4003 | 141.9777 | 143.4948 | 142.2801
2020-05-05 09:03 | 1.09 | 103.5066 | 100.976 | 103.3949 | 100.9161 | 103.3692 | 102.3721 | 98.2472 | 103.3397 | 101.056 | 103.471 | 103.4654 | 103.3571 | 101.3734 | 101.4085 | 103.4606 | 103.993 | 99.521 | 99.6269 | 99.6269 | 101.4085 | 101.301 | 101.6266
2020-05-05 09:04 | 1.12 | 96.8719 | 78.7303 | 93.5218 | 77.2903 | 93.4941 | 99.2282 | 64.9179 | 93.4623 | 79.453 | 93.6044 | 94.9374 | 93.481 | 92.9162 | 93.3978 | 93.593 | 94.275 | 82.6959 | 82.8156 | 82.8156 | 93.3978 | 88.1111 | 95.8355
2020-05-05 09:05 | 0.89 | 25.3388 | 19.9762 | 24.5089 | 19.4212 | 24.4705 | 26.0687 | 18.6554 | 24.4269 | 20.1857 | 24.625 | 25.1427 | 24.4525 | 25.8576 | 26.0223 | 24.6088 | 26.0675 | 19.881 | 20.0327 | 20.0327 | 26.0223 | 21.659 | 26.9121
2020-05-05 09:06 | 0.97 | 0 | 0 | 0 | 0 | 0 | 0 | 0 | 0 | 0 | 0 | 0 | 0 | 0 | 0 | 0 | 0.17165 | 0 | 0 | 0 | 0 | 0 | 0
2020-05-05 09:07 | 0.80 | 0 | 0 | 0 | 0 | 0 | 0 | 0 | 0 | 0 | 0 | 0 | 0 | 0 | 0 | 0 | 0 | 0 | 0 | 0 | 0 | 0 | 0
2020-05-05 09:08 | 0.75 | 0 | 0 | 0 | 0 | 0 | 0 | 0 | 0 | 0 | 0 | 0 | 0 | 0 | 0 | 0 | 0 | 0 | 0 | 0 | 0 | 0 | 0
2020-05-05 09:09 | 0.75 | 0 | 0 | 0 | 0 | 0 | 0 | 0 | 0 | 0 | 0 | 0 | 0 | 0 | 0 | 0 | 0 | 0 | 0 | 0 | 0 | 0 | 0
2020-05-05 09:10 | 0.90 | 0 | 0 | 0 | 0 | 0 | 0 | 0 | 0 | 0 | 0 | 0 | 0 | 0 | 0 | 0 | 0 | 0 | 0 | 0 | 0 | 0 | 0
2020-05-05 09:11 | 0.99 | 0 | 0 | 0 | 0 | 0 | 0 | 0 | 0 | 0 | 0 | 0 | 0 | 0 | 0 | 0 | 0 | 0 | 0 | 0 | 0 | 0 | 0
2020-05-05 09:12 | 1.06 | 0 | 0 | 0 | 0 | 0 | 0 | 0 | 0 | 0 | 0 | 0 | 0 | 0 | 0 | 0 | 0 | 0 | 0 | 0 | 0 | 0 | 0
2020-05-05 09:13 | 1.17 | 0 | 0 | 0 | 0 | 0 | 0 | 0 | 0 | 0 | 0 | 0 | 0 | 0 | 0 | 0 | 0 | 0 | 0 | 0 | 0 | 0 | 0
2020-05-05 09:14 | 1.53 | 0 | 0 | 0 | 0 | 0 | 0 | 0 | 0 | 0 | 0 | 0 | 0 | 0 | 0 | 0 | 0 | 0 | 0 | 0 | 0 | 0 | 0
2020-05-05 09:15 | 1.39 | 0 | 0 | 0 | 0 | 0 | 0 | 0 | 0 | 0 | 0 | 0 | 0 | 0 | 0 | 0 | 0 | 0 | 0 | 0 | 0 | 0 | 0
2020-05-05 09:16 | 1.47 | 0 | 0 | 0 | 0 | 0 | 0 | 0 | 0 | 0 | 0 | 0 | 0 | 0 | 0 | 0 | 0 | 0 | 0 | 0 | 0 | 0 | 0
2020-05-05 09:17 | 1.54 | 0 | 0 | 0 | 0 | 0 | 0 | 0 | 0 | 0 | 0 | 0 | 0 | 0 | 0 | 0 | 0 | 0 | 0 | 0 | 0 | 0 | 0
2020-05-05 09:18 | 1.42 | 4.4133 | 4.4018 | 4.4335 | 4.4032 | 4.4072 | 4.3385 | 4.3431 | 4.3773 | 4.4015 | 4.5133 | 4.375 | 4.3949 | 4.3112 | 4.2817 | 4.5022 | 5.5295 | 4.1276 | 4.2306 | 4.2306 | 4.2817 | 4.2132 | 4.1806
2020-05-05 09:19 | 1.52 | 26.3408 | 28.2178 | 26.2445 | 29.3331 | 26.2061 | 25.8827 | 31.3799 | 26.1623 | 27.9923 | 26.361 | 25.6321 | 26.188 | 23.1347 | 23.0012 | 26.3448 | 27.8117 | 28.6945 | 28.8443 | 28.8443 | 23.0012 | 27.9451 | 22.4207
2020-05-05 09:20 | 1.60 | 162.3433 | 175.996 | 156.4382 | 191.2556 | 156.4308 | 163.0349 | 214.2746 | 156.4215 | 173.2274 | 156.4564 | 149.5423 | 156.4271 | 112.559 | 111.4109 | 156.4542 | 155.6471 | 197.7957 | 197.7566 | 197.7566 | 111.4109 | 186.4708 | 105.8746
2020-05-05 09:21 | 1.63 | 237.5668 | 239.7929 | 228.3455 | 256.0772 | 228.3722 | 240.5974 | 273.4756 | 228.4008 | 237.1772 | 228.2556 | 221.7855 | 228.3842 | 178.8177 | 177.9382 | 228.2689 | 225.4359 | 268.3896 | 268.1962 | 268.1962 | 177.9382 | 258.9833 | 173.709
2020-05-05 09:22 | 1.64 | 285.7129 | 275.781 | 274.3219 | 291.0409 | 274.3782 | 290.6809 | 300.1563 | 274.4397 | 273.6718 | 274.1384 | 268.9846 | 274.4038 | 226.056 | 225.6007 | 274.1651 | 271.3842 | 307.7766 | 307.4721 | 307.4721 | 225.6007 | 301.5752 | 223.4437
2020-05-05 09:23 | 1.64 | 312.1945 | 290.9746 | 299.2636 | 304.4885 | 299.3384 | 318.7813 | 304.8252 | 299.4205 | 289.4663 | 299.0215 | 295.3251 | 299.3726 | 254.5847 | 254.5496 | 299.0566 | 296.6199 | 324.7635 | 324.4057 | 324.4057 | 254.5496 | 321.9728 | 254.445
2020-05-05 09:24 | 1.63 | 314.5224 | 283.43 | 300.8581 | 294.3619 | 300.9341 | 322.3117 | 285.6591 | 301.0176 | 282.6164 | 300.612 | 298.4863 | 300.9689 | 262.3079 | 262.6667 | 300.6477 | 298.2377 | 316.9236 | 316.5908 | 316.5908 | 262.6667 | 317.697 | 264.4909
2020-05-05 09:25 | 1.68 | 295.7352 | 255.8246 | 281.8622 | 263.6111 | 281.9239 | 304.4637 | 245.6663 | 281.9914 | 255.7651 | 281.6616 | 281.13 | 281.952 | 251.0438 | 251.7621 | 281.6907 | 278.9964 | 287.6239 | 287.3783 | 287.3783 | 251.7621 | 292.0388 | 255.3552
2020-05-05 09:26 | 1.68 | 254.8065 | 207.4217 | 241.3678 | 211.3779 | 241.4023 | 264.1383 | 184.1046 | 241.4396 | 208.1813 | 241.2534 | 242.3741 | 241.4179 | 220.0919 | 221.1317 | 241.2702 | 238.3017 | 235.7671 | 235.6535 | 235.6535 | 221.1317 | 243.92 | 226.3129
2020-05-05 09:27 | 1.68 | 192.4397 | 140.2936 | 180.3446 | 139.726 | 180.3466 | 201.8408 | 104.8055 | 180.3477 | 141.8833 | 180.3332 | 183.1498 | 180.3472 | 170.6069 | 171.9049 | 180.3353 | 178.8418 | 162.6827 | 162.7082 | 162.7082 | 171.9049 | 174.4084 | 178.3633
2020-05-05 09:28 | 1.71 | 111.582 | 62.4358 | 102.3025 | 57.8699 | 102.2769 | 119.9955 | 27.5126 | 102.2475 | 64.4871 | 102.378 | 106.6018 | 102.2648 | 105.2248 | 106.627 | 102.3677 | 102.8887 | 75.1704 | 75.2945 | 75.2945 | 106.627 | 88.6008 | 113.6161
2020-05-05 09:29 | 1.61 | 29.9409 | 8.2602 | 26.0426 | 6.4761 | 26.0044 | 34.5218 | 3.8524 | 25.961 | 8.9726 | 26.1582 | 29.4045 | 25.9865 | 35.1897 | 36.1615 | 26.1422 | 27.5905 | 9.9683 | 10.1222 | 10.1222 | 36.1615 | 15.488 | 41.1141
2020-05-05 09:30 | 1.36 | 0 | 0 | 0 | 0 | 0 | 0.098404 | 0 | 0 | 0 | 0 | 0.0036646 | 0 | 0.43708 | 0.47813 | 0 | 0.17914 | 0 | 0 | 0 | 0.47813 | 0 | 0.70724
2020-05-05 09:31 | 0.94 | 0 | 0 | 0 | 0 | 0 | 0 | 0 | 0 | 0 | 0 | 0 | 0 | 0 | 0 | 0 | 0 | 0 | 0 | 0 | 0 | 0 | 0
2020-05-05 09:32 | 1.20 | 0 | 0 | 0 | 0 | 0 | 0 | 0 | 0 | 0 | 0 | 0 | 0 | 0 | 0 | 0 | 0 | 0 | 0 | 0 | 0 | 0 | 0
2020-05-05 09:33 | 1.10 | 0 | 0 | 0 | 0 | 0 | 0 | 0 | 0 | 0 | 0 | 0 | 0 | 0 | 0 | 0 | 0 | 0 | 0 | 0 | 0 | 0 | 0
2020-05-05 09:34 | 1.54 | 0 | 0 | 0 | 0 | 0 | 0 | 0 | 0 | 0 | 0 | 0 | 0 | 0 | 0 | 0 | 0 | 0 | 0 | 0 | 0 | 0 | 0
2020-05-05 09:35 | 1.80 | 0 | 0 | 0 | 0 | 0 | 0 | 0 | 0 | 0 | 0 | 0 | 0 | 0 | 0 | 0 | 0 | 0 | 0 | 0 | 0 | 0 | 0
2020-05-05 09:36 | 1.50 | 0 | 0 | 0 | 0 | 0 | 0 | 0 | 0 | 0 | 0 | 0 | 0 | 0 | 0 | 0 | 0 | 0 | 0 | 0 | 0 | 0 | 0
2020-05-05 09:37 | 1.95 | 0 | 0 | 0 | 0 | 0 | 0 | 0 | 0 | 0 | 0 | 0 | 0 | 0 | 0 | 0 | 0 | 0 | 0 | 0 | 0 | 0 | 0
2020-05-05 09:38 | 1.91 | 0 | 0 | 0 | 0 | 0 | 0 | 0 | 0 | 0 | 0 | 0 | 0 | 0 | 0 | 0 | 0 | 0 | 0 | 0 | 0 | 0 | 0
2020-05-05 09:39 | 1.77 | 0 | 0 | 0 | 0 | 0 | 0 | 0 | 0 | 0 | 0 | 0 | 0 | 0 | 0 | 0 | 0 | 0 | 0 | 0 | 0 | 0 | 0
2020-05-05 09:40 | 2.12 | 0 | 0 | 0 | 0 | 0 | 0 | 0 | 0 | 0 | 0 | 0 | 0 | 0 | 0 | 0 | 0 | 0 | 0 | 0 | 0 | 0 | 0
2020-05-05 09:41 | 1.88 | 0 | 0 | 0 | 0 | 0 | 0 | 0 | 0 | 0 | 0 | 0 | 0 | 0 | 0 | 0 | 0 | 0 | 0 | 0 | 0 | 0 | 0
2020-05-05 09:42 | 1.90 | 11.132 | 20.8628 | 11.2993 | 24.8781 | 11.2734 | 10.1606 | 35.5369 | 11.2438 | 19.9643 | 11.378 | 9.5162 | 11.2612 | 4.6586 | 4.4111 | 11.3671 | 12.4024 | 23.3804 | 23.4781 | 23.4781 | 4.4111 | 18.9358 | 3.4069
2020-05-05 09:43 | 2.09 | 80.9211 | 104.0101 | 78.9733 | 116.8198 | 78.9425 | 79.1252 | 143.1343 | 78.9073 | 101.376 | 79.0656 | 72.703 | 78.928 | 47.0433 | 45.9149 | 79.0529 | 79.9612 | 116.9671 | 117.0528 | 117.0528 | 45.9149 | 104.9331 | 40.5671
2020-05-05 09:44 | 2.30 | 163.4922 | 177.9166 | 157.9188 | 192.9741 | 157.9112 | 163.8072 | 216.0134 | 157.9018 | 175.1557 | 157.9375 | 151.0219 | 157.9075 | 114.2631 | 113.0929 | 157.9353 | 157.1405 | 198.7792 | 198.7429 | 198.7429 | 113.0929 | 187.5475 | 107.4425
2020-05-05 09:45 | 1.73 | 222.7595 | 224.8513 | 215.0136 | 238.7946 | 215.0338 | 224.9585 | 253.5808 | 215.0552 | 222.6061 | 214.9444 | 209.374 | 215.0428 | 172.2253 | 171.4637 | 214.9547 | 212.4996 | 248.7303 | 248.581 | 248.581 | 171.4637 | 240.8936 | 167.8031
2020-05-05 09:46 | 1.43 | 278.6334 | 269.7099 | 268.2575 | 283.774 | 268.3095 | 282.918 | 292.1456 | 268.3663 | 267.7567 | 268.0875 | 263.3121 | 268.3332 | 223.3224 | 222.8928 | 268.1122 | 265.2715 | 298.7094 | 298.432 | 298.432 | 222.8928 | 293.138 | 220.8544
2020-05-05 09:47 | 1.14 | 309.5278 | 290.3838 | 297.9757 | 302.5948 | 298.0496 | 315.0811 | 302.6682 | 298.1308 | 289.0191 | 297.7361 | 294.4243 | 298.0835 | 257.0988 | 257.0729 | 297.7708 | 295.3302 | 320.3598 | 320.0155 | 320.0155 | 257.0729 | 318.1102 | 256.9957
2020-05-05 09:48 | 1.28 | 222.2224 | 208.2591 | 216.1876 | 213.5597 | 216.2138 | 224.5997 | 209.3109 | 216.2419 | 207.8313 | 216.0993 | 214.929 | 216.2256 | 196.4859 | 196.6176 | 216.1124 | 214.2855 | 222.1949 | 222.0827 | 222.0827 | 196.6176 | 223.2318 | 197.3049
2020-05-05 09:49 | 1.25 | 210.1111 | 196.4291 | 205.6493 | 199.3869 | 205.6687 | 211.5081 | 192.5491 | 205.6892 | 196.3607 | 205.5826 | 205.2541 | 205.6773 | 192.5116 | 192.7397 | 205.5926 | 204.0531 | 205.3904 | 205.3196 | 205.3196 | 192.7397 | 207.985 | 193.8856
2020-05-05 09:50 | 1.55 | 105.4103 | 104.8505 | 105.7664 | 104.8792 | 105.7414 | 103.7836 | 103.4553 | 105.7126 | 104.8614 | 105.8402 | 105.7037 | 105.7296 | 103.7875 | 103.7712 | 105.8301 | 106.31 | 102.4875 | 102.5903 | 102.5903 | 103.7712 | 103.886 | 103.7322
2020-05-05 09:51 | 1.36 | 61.6326 | 61.5872 | 61.9328 | 61.5869 | 61.8986 | 60.5807 | 60.8857 | 61.8595 | 61.588 | 62.036 | 61.8448 | 61.8825 | 60.8119 | 60.7741 | 62.0217 | 63.1807 | 59.8608 | 59.9968 | 59.9968 | 60.7741 | 60.6783 | 60.6445
2020-05-05 09:52 | 1.40 | 42.4208 | 42.3751 | 42.6277 | 42.3726 | 42.5907 | 41.6928 | 41.8743 | 42.5485 | 42.3761 | 42.7396 | 42.5393 | 42.5733 | 41.8332 | 41.7924 | 42.7241 | 44.0863 | 41.0928 | 41.2387 | 41.2387 | 41.7924 | 41.6785 | 41.6535
2020-05-05 09:53 | 1.29 | 17.4043 | 16.2217 | 17.274 | 16.1925 | 17.2349 | 17.3982 | 15.9615 | 17.1906 | 16.2441 | 17.3923 | 17.4244 | 17.2166 | 17.6816 | 17.707 | 17.3758 | 18.8852 | 15.6125 | 15.7657 | 15.7657 | 17.707 | 16.0753 | 17.9057
2020-05-05 09:54 | 1.39 | 0 | 0 | 0 | 0 | 0 | 0 | 0 | 0 | 0 | 0 | 0 | 0 | 0 | 0 | 0 | 0.23037 | 0 | 0 | 0 | 0 | 0 | 0
2020-05-05 09:55 | 1.52 | 0 | 0 | 0 | 0 | 0 | 0 | 0 | 0 | 0 | 0 | 0 | 0 | 0 | 0 | 0 | 0 | 0 | 0 | 0 | 0 | 0 | 0
2020-05-05 09:56 | 1.88 | 0 | 0 | 0 | 0 | 0 | 0 | 0 | 0 | 0 | 0 | 0 | 0 | 0 | 0 | 0 | 0 | 0 | 0 | 0 | 0 | 0 | 0
2020-05-05 09:57 | 2.33 | 0 | 0 | 0 | 0 | 0 | 0 | 0 | 0 | 0 | 0 | 0 | 0 | 0 | 0 | 0 | 0 | 0 | 0 | 0 | 0 | 0 | 0
2020-05-05 09:58 | 2.29 | 0 | 0 | 0 | 0 | 0 | 0 | 0 | 0 | 0 | 0 | 0 | 0 | 0 | 0 | 0 | 0 | 0 | 0 | 0 | 0 | 0 | 0
2020-05-05 09:59 | 2.12 | 0 | 0 | 0 | 0 | 0 | 0 | 0 | 0 | 0 | 0 | 0 | 0 | 0 | 0 | 0 | 0 | 0 | 0 | 0 | 0 | 0 | 0
2020-05-05 10:00 | 1.84 | 0 | 0 | 0 | 0 | 0 | 0 | 0 | 0 | 0 | 0 | 0 | 0 | 0 | 0 | 0 | 0 | 0 | 0 | 0 | 0 | 0 | 0
2020-05-05 10:01 | 1.78 | 0 | 0 | 0 | 0 | 0 | 0 | 0 | 0 | 0 | 0 | 0 | 0 | 0 | 0 | 0 | 0 | 0 | 0 | 0 | 0 | 0 | 0
2020-05-05 10:02 | 2.15 | 0 | 0 | 0 | 0 | 0 | 0 | 0 | 0 | 0 | 0 | 0 | 0 | 0 | 0 | 0 | 0 | 0 | 0 | 0 | 0 | 0 | 0
2020-05-05 10:03 | 2.40 | 0 | 0 | 0 | 0 | 0 | 0 | 0 | 0 | 0 | 0 | 0 | 0 | 0 | 0 | 0 | 0 | 0 | 0 | 0 | 0 | 0 | 0
2020-05-05 10:04 | 2.32 | 0 | 0 | 0 | 0 | 0 | 0 | 0 | 0 | 0 | 0 | 0 | 0 | 0 | 0 | 0 | 0 | 0 | 0 | 0 | 0 | 0 | 0
2020-05-05 10:05 | 2.22 | 0 | 0 | 0 | 0 | 0 | 0 | 0 | 0 | 0 | 0 | 0 | 0 | 0 | 0 | 0 | 0 | 0 | 0 | 0 | 0 | 0 | 0
2020-05-05 10:06 | 2.09 | 11.6633 | 17.3908 | 11.8071 | 19.7002 | 11.7812 | 10.962 | 25.7524 | 11.7517 | 16.8712 | 11.8856 | 10.7083 | 11.769 | 7.5482 | 7.3663 | 11.8747 | 12.8741 | 18.5879 | 18.6871 | 18.6871 | 7.3663 | 16.1125 | 6.6017
2020-05-05 10:07 | 2.01 | 77.1527 | 97.4742 | 75.6637 | 108.5071 | 75.6322 | 75.2688 | 131.3533 | 75.5962 | 95.1946 | 75.7581 | 70.2302 | 75.6173 | 47.9654 | 46.9697 | 75.745 | 76.7019 | 108.0553 | 108.1502 | 108.1502 | 46.9697 | 97.7687 | 42.2448
2020-05-05 10:08 | 1.84 | 158.9617 | 172.9223 | 153.9766 | 186.9867 | 153.9675 | 158.8951 | 208.7202 | 153.9564 | 170.3332 | 154.0001 | 147.5259 | 153.963 | 113.3023 | 112.2024 | 153.9972 | 153.3134 | 191.8372 | 191.8138 | 191.8138 | 112.2024 | 181.3974 | 106.8917
2020-05-05 10:09 | 2.05 | 227.016 | 229.7931 | 219.1629 | 244.2494 | 219.1843 | 229.0805 | 259.8893 | 219.2071 | 227.4493 | 219.0897 | 213.2843 | 219.1939 | 174.8748 | 174.0706 | 219.1007 | 216.4105 | 254.1727 | 254.0157 | 254.0157 | 174.0706 | 245.9751 | 170.2012
2020-05-05 10:10 | 2.10 | 277.3608 | 269.0383 | 267.5452 | 282.5361 | 267.5968 | 281.1523 | 290.5553 | 267.6531 | 267.1589 | 267.3765 | 262.7915 | 267.6203 | 224.3324 | 223.9179 | 267.401 | 264.5618 | 296.4136 | 296.1427 | 296.1427 | 223.9179 | 291.1966 | 221.9466
2020-05-05 10:11 | 1.63 | 273.8568 | 258.8359 | 264.8293 | 268.6141 | 264.8809 | 277.6836 | 268.5042 | 264.9372 | 257.7361 | 264.6606 | 261.9412 | 264.9044 | 231.7454 | 231.7093 | 264.6852 | 262.1511 | 281.8736 | 281.6344 | 281.6344 | 231.7093 | 280.4237 | 231.5791
2020-05-05 10:12 | 1.50 | 197.9057 | 190.8083 | 195.1913 | 193.5823 | 195.2031 | 197.7308 | 190.6305 | 195.2152 | 190.578 | 195.1486 | 194.4934 | 195.2082 | 183.5362 | 183.596 | 195.1552 | 193.557 | 196.0025 | 195.9577 | 195.9577 | 183.596 | 197.5151 | 183.9107
2020-05-05 10:13 | 1.50 | 224.3491 | 210.6262 | 220.2487 | 213.1063 | 220.2738 | 225.3027 | 205.5063 | 220.3008 | 210.6332 | 220.1637 | 220.0397 | 220.2851 | 208.1368 | 208.3928 | 220.1764 | 218.0781 | 218.2701 | 218.1828 | 218.1828 | 208.3928 | 221.4025 | 209.6597
2020-05-05 10:14 | 1.71 | 174.8074 | 161.5281 | 171.602 | 162.4843 | 171.6013 | 175.6625 | 153.7073 | 171.5994 | 161.759 | 171.5991 | 171.8879 | 171.6007 | 164.2182 | 164.502 | 171.6 | 170.4857 | 166.5228 | 166.5387 | 166.5387 | 164.502 | 170.219 | 165.931
2020-05-05 10:15 | 2.40 | 195.1555 | 149.9091 | 185.0619 | 149.0422 | 185.0665 | 202.5645 | 117.864 | 185.0706 | 151.3446 | 185.042 | 187.6287 | 185.0683 | 176.9245 | 178.0689 | 185.0453 | 183.3572 | 167.6239 | 167.6402 | 167.6402 | 178.0689 | 178.5443 | 183.7544
2020-05-05 10:16 | 1.95 | 118.3962 | 75.7048 | 110.8955 | 71.1214 | 110.8718 | 124.8926 | 43.1489 | 110.8445 | 77.5881 | 110.9651 | 114.8332 | 110.8606 | 114.4128 | 115.6513 | 110.9556 | 111.3391 | 84.72 | 84.8384 | 84.8384 | 115.6513 | 97.221 | 121.8191
2020-05-05 10:17 | 1.42 | 31.0089 | 16.4355 | 28.8204 | 14.6759 | 28.7827 | 33.304 | 11.7531 | 28.7397 | 17.0676 | 28.9346 | 30.753 | 28.765 | 33.6723 | 34.1946 | 28.9188 | 30.3337 | 17.137 | 17.2894 | 17.2894 | 34.1946 | 21.5923 | 36.8604
2020-05-05 10:18 | 1.32 | 0 | 0 | 0 | 0 | 0 | 0.0046075 | 0 | 0 | 0 | 0 | 0 | 0 | 0.085303 | 0.088599 | 0 | 0.24196 | 0 | 0 | 0 | 0.088599 | 0 | 0.11889
2020-05-05 10:19 | 1.46 | 0 | 0 | 0 | 0 | 0 | 0 | 0 | 0 | 0 | 0 | 0 | 0 | 0 | 0 | 0 | 0 | 0 | 0 | 0 | 0 | 0 | 0
2020-05-05 10:20 | 1.54 | 0 | 0 | 0 | 0 | 0 | 0 | 0 | 0 | 0 | 0 | 0 | 0 | 0 | 0 | 0 | 0 | 0 | 0 | 0 | 0 | 0 | 0
2020-05-05 10:21 | 2.04 | 0 | 0 | 0 | 0 | 0 | 0 | 0 | 0 | 0 | 0 | 0 | 0 | 0 | 0 | 0 | 0 | 0 | 0 | 0 | 0 | 0 | 0
2020-05-05 10:22 | 2.98 | 0 | 0 | 0 | 0 | 0 | 0 | 0 | 0 | 0 | 0 | 0 | 0 | 0 | 0 | 0 | 0 | 0 | 0 | 0 | 0 | 0 | 0
2020-05-05 10:23 | 2.47 | 0 | 0 | 0 | 0 | 0 | 0 | 0 | 0 | 0 | 0 | 0 | 0 | 0 | 0 | 0 | 0 | 0 | 0 | 0 | 0 | 0 | 0
2020-05-05 10:24 | 2.18 | 0 | 0 | 0 | 0 | 0 | 0 | 0 | 0 | 0 | 0 | 0 | 0 | 0 | 0 | 0 | 0 | 0 | 0 | 0 | 0 | 0 | 0
2020-05-05 10:25 | 2.12 | 0 | 0 | 0 | 0 | 0 | 0 | 0 | 0 | 0 | 0 | 0 | 0 | 0 | 0 | 0 | 0 | 0 | 0 | 0 | 0 | 0 | 0
2020-05-05 10:26 | 1.76 | 0 | 0 | 0 | 0 | 0 | 0 | 0 | 0 | 0 | 0 | 0 | 0 | 0 | 0 | 0 | 0 | 0 | 0 | 0 | 0 | 0 | 0
2020-05-05 10:27 | 1.77 | 0 | 0 | 0 | 0 | 0 | 0 | 0 | 0 | 0 | 0 | 0 | 0 | 0 | 0 | 0 | 0 | 0 | 0 | 0 | 0 | 0 | 0
2020-05-05 10:28 | 2.04 | 0 | 0 | 0 | 0 | 0 | 0 | 0 | 0 | 0 | 0 | 0 | 0 | 0 | 0 | 0 | 0 | 0 | 0 | 0 | 0 | 0 | 0
2020-05-05 10:29 | 2.12 | 0 | 0 | 0 | 0 | 0 | 0 | 0 | 0 | 0 | 0 | 0 | 0 | 0 | 0 | 0 | 0 | 0 | 0 | 0 | 0 | 0 | 0
2020-05-05 10:30 | 1.60 | 11.6793 | 21.8024 | 12.0076 | 25.7229 | 11.9817 | 10.5135 | 36.3992 | 11.9522 | 20.9066 | 12.0862 | 10.2105 | 11.9695 | 5.2842 | 5.014 | 12.0753 | 13.1523 | 23.7971 | 23.8946 | 23.8946 | 5.014 | 19.4267 | 3.8873
2020-05-05 10:31 | 1.47 | 81.0395 | 104.3698 | 79.6483 | 116.5285 | 79.6176 | 78.6817 | 142.1359 | 79.5824 | 101.8316 | 79.7403 | 73.6088 | 79.6031 | 49.1522 | 48.035 | 79.7277 | 80.6292 | 115.5288 | 115.6163 | 115.6163 | 48.035 | 104.0565 | 42.7254
2020-05-05 10:32 | 2.28 | 162.8732 | 177.7858 | 157.9527 | 192.1847 | 157.9452 | 162.5399 | 214.6809 | 157.9358 | 175.1174 | 157.9713 | 151.3041 | 157.9414 | 116.1602 | 115.0144 | 157.9691 | 157.1709 | 196.7116 | 196.6791 | 196.6791 | 115.0144 | 185.9885 | 109.4752
2020-05-05 10:33 | 1.53 | 232.0803 | 235.356 | 224.1499 | 250.2242 | 224.1741 | 233.9845 | 266.4895 | 224.2001 | 232.9351 | 224.0677 | 218.0885 | 224.185 | 178.6285 | 177.7941 | 224.0799 | 221.3015 | 260.0914 | 259.9195 | 259.9195 | 177.7941 | 251.6524 | 173.7733
2020-05-05 10:34 | 1.61 | 279.6549 | 271.2894 | 269.5683 | 285.2833 | 269.6212 | 283.4632 | 293.7249 | 269.679 | 269.3361 | 269.3955 | 264.6318 | 269.6454 | 224.936 | 224.5021 | 269.4207 | 266.5906 | 299.4841 | 299.2045 | 299.2045 | 224.5021 | 294.0555 | 222.4375
2020-05-05 10:35 | 2.16 | 306.2174 | 286.9639 | 294.5966 | 299.3305 | 294.6677 | 311.6199 | 299.3599 | 294.7458 | 285.5798 | 294.3659 | 290.9807 | 294.7003 | 253.1762 | 253.1427 | 294.3993 | 291.8848 | 316.9886 | 316.6557 | 316.6557 | 253.1427 | 314.8254 | 253.0336
2020-05-05 10:36 | 2.44 | 309.6673 | 280.9138 | 297.3344 | 290.7904 | 297.4077 | 316.2081 | 282.0995 | 297.4881 | 280.1975 | 297.0971 | 295.2221 | 297.4412 | 261.753 | 262.0971 | 297.1315 | 294.6599 | 310.5943 | 310.2813 | 310.2813 | 262.0971 | 311.8994 | 263.8357
2020-05-05 10:37 | 2.26 | 284.4005 | 249.6241 | 272.6716 | 256.1031 | 272.7275 | 291.2258 | 239.7202 | 272.7885 | 249.6165 | 272.4896 | 272.1331 | 272.7529 | 245.888 | 246.5265 | 272.516 | 269.7852 | 275.6892 | 275.4733 | 275.4733 | 246.5265 | 280.2755 | 249.7117
2020-05-05 10:38 | 2.60 | 252.6316 | 208.9294 | 240.7675 | 211.9608 | 240.8016 | 260.4358 | 185.7202 | 240.8385 | 209.7226 | 240.6543 | 241.9114 | 240.8171 | 222.1119 | 223.0971 | 240.6709 | 237.6819 | 232.9168 | 232.8097 | 232.8097 | 223.0971 | 241.3307 | 227.9944
2020-05-05 10:39 | 3.22 | 182.4002 | 137.0952 | 172.4693 | 135.8927 | 172.4681 | 189.7577 | 104.4329 | 172.4657 | 138.5812 | 172.4677 | 175.149 | 172.4672 | 165.203 | 166.3557 | 172.4684 | 171.2051 | 154.1503 | 154.1875 | 154.1875 | 166.3557 | 165.2992 | 172.0887
2020-05-05 10:40 | 2.94 | 109.4038 | 64.0462 | 101.5183 | 59.018 | 101.4925 | 116.3467 | 29.6077 | 101.4629 | 66.0705 | 101.5946 | 105.7801 | 101.4804 | 105.8844 | 107.2095 | 101.5842 | 102.1221 | 73.389 | 73.5146 | 73.5146 | 107.2095 | 86.701 | 113.8075
2020-05-05 10:41 | 1.92 | 29.471 | 11.024 | 26.6714 | 9.1497 | 26.6333 | 32.6784 | 6.4833 | 26.5899 | 11.7293 | 26.787 | 29.6019 | 26.6154 | 35.1759 | 35.984 | 26.771 | 28.2172 | 11.6817 | 11.8354 | 11.8354 | 35.984 | 16.7119 | 40.0936
2020-05-05 10:42 | 1.72 | 0.074875 | 0.0031598 | 0.041453 | 0.0031598 | 0.034856 | 0.13997 | 0 | 0.027359 | 0.0031598 | 0.061456 | 0.10869 | 0.031764 | 0.42217 | 0.44598 | 0.058678 | 0.31695 | 0 | 0 | 0 | 0.44598 | 0 | 0.5824
2020-05-05 10:43 | 1.76 | 0 | 0 | 0 | 0 | 0 | 0 | 0 | 0 | 0 | 0 | 0 | 0 | 0 | 0 | 0 | 0 | 0 | 0 | 0 | 0 | 0 | 0
2020-05-05 10:44 | 1.73 | 0 | 0 | 0 | 0 | 0 | 0 | 0 | 0 | 0 | 0 | 0 | 0 | 0 | 0 | 0 | 0 | 0 | 0 | 0 | 0 | 0 | 0
2020-05-05 10:45 | 1.97 | 0 | 0 | 0 | 0 | 0 | 0 | 0 | 0 | 0 | 0 | 0 | 0 | 0 | 0 | 0 | 0 | 0 | 0 | 0 | 0 | 0 | 0
2020-05-05 10:46 | 2.27 | 0 | 0 | 0 | 0 | 0 | 0 | 0 | 0 | 0 | 0 | 0 | 0 | 0 | 0 | 0 | 0 | 0 | 0 | 0 | 0 | 0 | 0
2020-05-05 10:47 | 2.54 | 0 | 0 | 0 | 0 | 0 | 0 | 0 | 0 | 0 | 0 | 0 | 0 | 0 | 0 | 0 | 0 | 0 | 0 | 0 | 0 | 0 | 0
2020-05-05 10:48 | 2.78 | 0 | 0 | 0 | 0 | 0 | 0 | 0 | 0 | 0 | 0 | 0 | 0 | 0 | 0 | 0 | 0 | 0 | 0 | 0 | 0 | 0 | 0
2020-05-05 10:49 | 2.71 | 0 | 0 | 0 | 0 | 0 | 0 | 0 | 0 | 0 | 0 | 0 | 0 | 0 | 0 | 0 | 0 | 0 | 0 | 0 | 0 | 0 | 0
2020-05-05 10:50 | 2.63 | 0 | 0 | 0 | 0 | 0 | 0 | 0 | 0 | 0 | 0 | 0 | 0 | 0 | 0 | 0 | 0 | 0 | 0 | 0 | 0 | 0 | 0
2020-05-05 10:51 | 2.47 | 0 | 0 | 0 | 0 | 0 | 0 | 0 | 0 | 0 | 0 | 0 | 0 | 0 | 0 | 0 | 0 | 0 | 0 | 0 | 0 | 0 | 0
2020-05-05 10:52 | 2.72 | 0 | 0 | 0 | 0 | 0 | 0 | 0 | 0 | 0 | 0 | 0 | 0 | 0 | 0 | 0 | 0 | 0 | 0 | 0 | 0 | 0 | 0
2020-05-05 10:53 | 2.74 | 0 | 0 | 0 | 0 | 0 | 0 | 0 | 0 | 0 | 0 | 0 | 0 | 0 | 0 | 0 | 0 | 0 | 0 | 0 | 0 | 0 | 0
2020-05-05 10:54 | 2.61 | 12.4646 | 23.1661 | 12.9031 | 27.1696 | 12.8772 | 11.1539 | 38.296 | 12.8478 | 22.24 | 12.9815 | 11.0554 | 12.8651 | 6.0287 | 5.743 | 12.9707 | 14.1184 | 24.9123 | 25.0097 | 25.0097 | 5.743 | 20.4236 | 4.5644
2020-05-05 10:55 | 2.50 | 82.0288 | 105.7576 | 80.8766 | 117.7545 | 80.8462 | 79.3755 | 143.2959 | 80.8113 | 103.2337 | 80.9679 | 74.8632 | 80.8318 | 50.5967 | 49.4679 | 80.9553 | 81.8386 | 116.2121 | 116.2988 | 116.2988 | 49.4679 | 104.8721 | 44.0923
2020-05-05 10:56 | 2.50 | 164.0093 | 179.3303 | 159.3736 | 193.5151 | 159.3666 | 163.3465 | 215.9057 | 159.3578 | 176.6844 | 159.3905 | 152.7819 | 159.3631 | 118.0649 | 116.9172 | 159.3886 | 158.5522 | 197.4332 | 197.3995 | 197.3995 | 116.9172 | 186.874 | 111.3638
2020-05-05 10:57 | 2.70 | 229.6645 | 233.2114 | 222.2897 | 247.3574 | 222.3129 | 231.1489 | 262.9264 | 222.3377 | 230.8957 | 222.2109 | 216.4899 | 222.3233 | 178.7421 | 177.9346 | 222.2226 | 219.4867 | 256.2233 | 256.0611 | 256.0611 | 177.9346 | 248.2739 | 174.0396
2020-05-05 10:58 | 2.84 | 264.5722 | 257.2923 | 255.7805 | 269.6814 | 255.826 | 267.5578 | 277.0079 | 255.8754 | 255.5604 | 255.6313 | 251.3977 | 255.8466 | 215.9911 | 215.6034 | 255.6531 | 253.1129 | 281.688 | 281.4502 | 281.4502 | 215.6034 | 277.1101 | 213.7591
2020-05-05 10:59 | 2.84 | 303.6655 | 285.3033 | 292.6383 | 297.1347 | 292.708 | 308.5553 | 297.0284 | 292.7844 | 283.9781 | 292.4124 | 289.1755 | 292.7398 | 252.7948 | 252.7632 | 292.4451 | 289.8988 | 313.6376 | 313.3153 | 313.3153 | 252.7632 | 311.7468 | 252.6571
2020-05-05 11:00 | 2.85 | 309.4752 | 281.4169 | 297.551 | 290.9703 | 297.6245 | 315.6014 | 282.2515 | 297.7051 | 280.7308 | 297.3132 | 295.5195 | 297.6581 | 262.8428 | 263.1834 | 297.3476 | 294.8799 | 309.8912 | 309.5803 | 309.5803 | 263.1834 | 311.3922 | 264.899
2020-05-05 11:01 | 2.86 | 289.6392 | 253.6324 | 277.6673 | 260.0848 | 277.7259 | 296.5574 | 242.7743 | 277.7901 | 253.6644 | 277.4763 | 277.204 | 277.7527 | 250.5763 | 251.2488 | 277.5041 | 274.7588 | 280.0271 | 279.8027 | 279.8027 | 251.2488 | 284.9942 | 254.5992
2020-05-05 11:02 | 2.88 | 247.2511 | 205.4657 | 236.0833 | 208.1348 | 236.1145 | 254.4289 | 182.7326 | 236.1481 | 206.2557 | 235.9792 | 237.2515 | 236.1286 | 218.5768 | 219.5252 | 235.9946 | 233.0236 | 227.5583 | 227.4635 | 227.4635 | 219.5252 | 235.9453 | 224.2403
2020-05-05 11:03 | 2.89 | 189.7556 | 142.7026 | 179.6379 | 141.1812 | 179.6395 | 197.1641 | 108.144 | 179.6403 | 144.2859 | 179.6276 | 182.5252 | 179.6399 | 172.6373 | 173.8486 | 179.6295 | 178.1625 | 159.6308 | 159.6613 | 159.6613 | 173.8486 | 171.5163 | 179.8665
2020-05-05 11:04 | 2.90 | 110.8845 | 67.0813 | 103.5077 | 61.9511 | 103.4825 | 117.2679 | 33.0323 | 103.4534 | 69.0794 | 103.5823 | 107.7265 | 103.4705 | 108.2427 | 109.5347 | 103.5721 | 104.0702 | 75.2071 | 75.3313 | 75.3313 | 109.5347 | 88.4079 | 115.9663
2020-05-05 11:05 | 2.92 | 29.6282 | 11.6552 | 27.0507 | 9.7517 | 27.0125 | 32.5779 | 7.0802 | 26.9692 | 12.358 | 27.1661 | 29.9892 | 26.9946 | 35.8424 | 36.6439 | 27.1501 | 28.5939 | 12.004 | 12.1576 | 12.1576 | 36.6439 | 16.9357 | 40.7183
2020-05-05 11:06 | 2.94 | 0 | 0 | 0 | 0 | 0 | 0.025835 | 0 | 0 | 0 | 0 | 0.0066556 | 0 | 0.18633 | 0.19614 | 0 | 0.25207 | 0 | 0 | 0 | 0.19614 | 0 | 0.25988
2020-05-05 11:07 | 2.96 | 0 | 0 | 0 | 0 | 0 | 0 | 0 | 0 | 0 | 0 | 0 | 0 | 0 | 0 | 0 | 0 | 0 | 0 | 0 | 0 | 0 | 0
2020-05-05 11:08 | 2.98 | 0 | 0 | 0 | 0 | 0 | 0 | 0 | 0 | 0 | 0 | 0 | 0 | 0 | 0 | 0 | 0 | 0 | 0 | 0 | 0 | 0 | 0
2020-05-05 11:09 | 3.01 | 0 | 0 | 0 | 0 | 0 | 0 | 0 | 0 | 0 | 0 | 0 | 0 | 0 | 0 | 0 | 0 | 0 | 0 | 0 | 0 | 0 | 0
2020-05-05 11:10 | 3.03 | 0 | 0 | 0 | 0 | 0 | 0 | 0 | 0 | 0 | 0 | 0 | 0 | 0 | 0 | 0 | 0 | 0 | 0 | 0 | 0 | 0 | 0
2020-05-05 11:11 | 3.06 | 0 | 0 | 0 | 0 | 0 | 0 | 0 | 0 | 0 | 0 | 0 | 0 | 0 | 0 | 0 | 0 | 0 | 0 | 0 | 0 | 0 | 0
2020-05-05 11:12 | 3.08 | 0 | 0 | 0 | 0 | 0 | 0 | 0 | 0 | 0 | 0 | 0 | 0 | 0 | 0 | 0 | 0 | 0 | 0 | 0 | 0 | 0 | 0
2020-05-05 11:13 | 3.10 | 0 | 0 | 0 | 0 | 0 | 0 | 0 | 0 | 0 | 0 | 0 | 0 | 0 | 0 | 0 | 0 | 0 | 0 | 0 | 0 | 0 | 0
2020-05-05 11:14 | 3.11 | 0 | 0 | 0 | 0 | 0 | 0 | 0 | 0 | 0 | 0 | 0 | 0 | 0 | 0 | 0 | 0 | 0 | 0 | 0 | 0 | 0 | 0
2020-05-05 11:15 | 3.12 | 0 | 0 | 0 | 0 | 0 | 0 | 0 | 0 | 0 | 0 | 0 | 0 | 0 | 0 | 0 | 0 | 0 | 0 | 0 | 0 | 0 | 0
2020-05-05 11:16 | 3.12 | 0 | 0 | 0 | 0 | 0 | 0 | 0 | 0 | 0 | 0 | 0 | 0 | 0 | 0 | 0 | 0 | 0 | 0 | 0 | 0 | 0 | 0
2020-05-05 11:17 | 3.12 | 0 | 0 | 0 | 0 | 0 | 0 | 0 | 0 | 0 | 0 | 0 | 0 | 0 | 0 | 0 | 0 | 0 | 0 | 0 | 0 | 0 | 0
2020-05-05 11:18 | 3.12 | 6.683 | 8.6198 | 6.7669 | 9.3655 | 6.7341 | 6.3608 | 11.278 | 6.6968 | 8.4495 | 6.8663 | 6.3362 | 6.7187 | 5.1578 | 5.0596 | 6.8525 | 8.1299 | 8.7145 | 8.8423 | 8.8423 | 5.0596 | 7.985 | 4.6514
2020-05-05 11:19 | 3.10 | 85.7757 | 110.4883 | 84.8409 | 122.6382 | 84.8113 | 82.7529 | 148.8358 | 84.7773 | 107.9144 | 84.9295 | 78.7181 | 84.7973 | 54.1085 | 52.9452 | 84.9173 | 85.7391 | 120.5051 | 120.5869 | 120.5869 | 52.9452 | 109.0055 | 47.3942
2020-05-05 11:20 | 3.08 | 169.5919 | 185.9432 | 165.0547 | 200.5589 | 165.05 | 168.5785 | 223.9683 | 165.0438 | 183.2059 | 165.0641 | 158.2756 | 165.0476 | 122.8286 | 121.6473 | 165.0633 | 164.054 | 204.0792 | 204.0325 | 204.0325 | 121.6473 | 193.1881 | 115.927
2020-05-05 11:21 | 3.06 | 237.1091 | 241.2378 | 229.6039 | 255.9738 | 229.6313 | 238.4005 | 272.4097 | 229.6608 | 238.8175 | 229.5117 | 223.5676 | 229.6437 | 184.5007 | 183.6601 | 229.5253 | 226.6729 | 264.8392 | 264.655 | 264.655 | 183.6601 | 256.5515 | 179.5998
2020-05-05 11:22 | 3.06 | 283.8649 | 276.1558 | 274.1784 | 289.9447 | 274.2345 | 287.1082 | 298.3471 | 274.2959 | 274.2185 | 273.9952 | 269.2949 | 274.2601 | 230.0585 | 229.6234 | 274.0219 | 271.2388 | 303.1869 | 302.8962 | 302.8962 | 229.6234 | 297.9944 | 227.5438
2020-05-05 11:23 | 3.06 | 306.6871 | 288.2332 | 295.6236 | 300.1595 | 295.6955 | 311.4621 | 299.9952 | 295.7745 | 286.8962 | 295.3904 | 292.1312 | 295.7285 | 255.3671 | 255.3353 | 295.4242 | 292.9252 | 316.5853 | 316.2537 | 316.2537 | 255.3353 | 314.769 | 255.2253
2020-05-05 11:24 | 3.07 | 309.4464 | 281.2672 | 297.5483 | 290.783 | 297.6217 | 315.4774 | 281.8714 | 297.7023 | 280.5906 | 297.3105 | 295.5359 | 297.6554 | 262.8145 | 263.1598 | 297.3449 | 294.8774 | 309.5688 | 309.2589 | 309.2589 | 263.1598 | 311.1985 | 264.8989
2020-05-05 11:25 | 3.08 | 290.097 | 253.5139 | 278.0466 | 259.9159 | 278.1055 | 297.011 | 242.1014 | 278.17 | 253.5703 | 277.8546 | 277.6305 | 278.1324 | 250.8736 | 251.5629 | 277.8825 | 275.1454 | 279.9275 | 279.7033 | 279.7033 | 251.5629 | 285.1258 | 254.996
2020-05-05 11:26 | 3.09 | 250.9656 | 207.3373 | 239.4197 | 209.9612 | 239.453 | 258.3867 | 183.1749 | 239.4889 | 208.1889 | 239.3089 | 240.7005 | 239.468 | 221.5759 | 222.5741 | 239.3252 | 236.3764 | 230.0804 | 229.9796 | 229.9796 | 222.5741 | 238.9535 | 227.5334
2020-05-05 11:27 | 3.09 | 190.1809 | 142.6834 | 180.1617 | 140.8906 | 180.1635 | 197.4558 | 107.095 | 180.1646 | 144.3227 | 180.1506 | 183.1641 | 180.1641 | 173.6446 | 174.877 | 180.1527 | 178.668 | 159.1062 | 159.1374 | 159.1374 | 174.877 | 171.3654 | 180.9956
2020-05-05 11:28 | 3.11 | 122.2411 | 78.7504 | 115.1751 | 73.3887 | 115.1534 | 128.1636 | 43.5122 | 115.1282 | 80.7824 | 115.2386 | 119.4345 | 115.1431 | 120.1503 | 121.4409 | 115.23 | 115.4709 | 85.9773 | 86.0927 | 86.0927 | 121.4409 | 99.4751 | 127.8541
2020-05-05 11:29 | 3.12 | 30.0988 | 19.6153 | 28.7781 | 18.4121 | 28.74 | 31.4357 | 16.3143 | 28.6967 | 20.0506 | 28.8934 | 30.3951 | 28.7222 | 33.4692 | 33.8893 | 28.8774 | 30.3174 | 19.2931 | 19.4454 | 19.4454 | 33.8893 | 22.4329 | 36.0486
2020-05-05 11:30 | 3.13 | 0.20043 | 0.1967 | 0.2009 | 0.1967 | 0.19431 | 0.19744 | 0.19055 | 0.18681 | 0.1967 | 0.2209 | 0.1866 | 0.19121 | 0.18651 | 0.17913 | 0.21812 | 0.47628 | 0.15023 | 0.17606 | 0.17606 | 0.17913 | 0.16068 | 0.15388
2020-05-05 11:31 | 3.15 | 0 | 0 | 0 | 0 | 0 | 0 | 0 | 0 | 0 | 0 | 0 | 0 | 0 | 0 | 0 | 0 | 0 | 0 | 0 | 0 | 0 | 0
2020-05-05 11:32 | 3.17 | 0 | 0 | 0 | 0 | 0 | 0 | 0 | 0 | 0 | 0 | 0 | 0 | 0 | 0 | 0 | 0 | 0 | 0 | 0 | 0 | 0 | 0
2020-05-05 11:33 | 3.19 | 0 | 0 | 0 | 0 | 0 | 0 | 0 | 0 | 0 | 0 | 0 | 0 | 0 | 0 | 0 | 0 | 0 | 0 | 0 | 0 | 0 | 0
2020-05-05 11:34 | 3.20 | 0 | 0 | 0 | 0 | 0 | 0 | 0 | 0 | 0 | 0 | 0 | 0 | 0 | 0 | 0 | 0 | 0 | 0 | 0 | 0 | 0 | 0
2020-05-05 11:35 | 3.22 | 0 | 0 | 0 | 0 | 0 | 0 | 0 | 0 | 0 | 0 | 0 | 0 | 0 | 0 | 0 | 0 | 0 | 0 | 0 | 0 | 0 | 0
2020-05-05 11:36 | 3.24 | 0 | 0 | 0 | 0 | 0 | 0 | 0 | 0 | 0 | 0 | 0 | 0 | 0 | 0 | 0 | 0 | 0 | 0 | 0 | 0 | 0 | 0
2020-05-05 11:37 | 3.26 | 0 | 0 | 0 | 0 | 0 | 0 | 0 | 0 | 0 | 0 | 0 | 0 | 0 | 0 | 0 | 0 | 0 | 0 | 0 | 0 | 0 | 0
2020-05-05 11:38 | 3.33 | 0 | 0 | 0 | 0 | 0 | 0 | 0 | 0 | 0 | 0 | 0 | 0 | 0 | 0 | 0 | 0 | 0 | 0 | 0 | 0 | 0 | 0
2020-05-05 11:39 | 3.37 | 0 | 0 | 0 | 0 | 0 | 0 | 0 | 0 | 0 | 0 | 0 | 0 | 0 | 0 | 0 | 0 | 0 | 0 | 0 | 0 | 0 | 0
2020-05-05 11:40 | 3.38 | 0 | 0 | 0 | 0 | 0 | 0 | 0 | 0 | 0 | 0 | 0 | 0 | 0 | 0 | 0 | 0 | 0 | 0 | 0 | 0 | 0 | 0
2020-05-05 11:41 | 3.26 | 0 | 0 | 0 | 0 | 0 | 0 | 0 | 0 | 0 | 0 | 0 | 0 | 0 | 0 | 0 | 0 | 0 | 0 | 0 | 0 | 0 | 0
2020-05-05 11:42 | 3.49 | 4.1952 | 4.194 | 4.215 | 4.1986 | 4.1887 | 4.1227 | 4.1513 | 4.1588 | 4.1928 | 4.2948 | 4.1551 | 4.1764 | 4.0916 | 4.0619 | 4.2837 | 5.428 | 3.9257 | 4.0287 | 4.0287 | 4.0619 | 4.0046 | 3.96
2020-05-05 11:43 | 3.27 | 37.9654 | 38.4023 | 38.1267 | 38.6335 | 38.0895 | 37.2832 | 38.718 | 38.0471 | 38.3538 | 38.2391 | 37.9238 | 38.072 | 36.8565 | 36.7935 | 38.2236 | 39.5986 | 37.4624 | 37.6085 | 37.6085 | 36.7935 | 37.7471 | 36.547
2020-05-05 11:44 | 2.93 | 98.4821 | 100.1868 | 98.4803 | 101.634 | 98.4541 | 96.956 | 103.1736 | 98.424 | 99.9145 | 98.5579 | 97.7438 | 98.4417 | 93.0305 | 92.8873 | 98.5472 | 99.1147 | 99.7533 | 99.855 | 99.855 | 92.8873 | 99.6944 | 92.2333
2020-05-05 11:45 | 3.14 | 188.0765 | 188.9185 | 184.2318 | 196.4707 | 184.2465 | 187.958 | 203.5222 | 184.2619 | 187.7138 | 184.1798 | 181.2043 | 184.253 | 159.8897 | 159.4923 | 184.1877 | 183.1187 | 200.1055 | 200.0076 | 200.0076 | 159.4923 | 196.8646 | 157.5799
2020-05-05 11:46 | 1.81 | 177.5851 | 175.3439 | 174.8992 | 179.8903 | 174.9036 | 177.1221 | 181.927 | 174.9076 | 174.6984 | 174.8797 | 173.227 | 174.9054 | 159.0589 | 158.8948 | 174.8829 | 173.8625 | 181.9353 | 181.9028 | 181.9028 | 158.8948 | 181.2349 | 158.1268
2020-05-05 11:47 | 1.28 | 309.3015 | 291.0386 | 298.3949 | 302.87 | 298.4691 | 313.8385 | 302.6128 | 298.5504 | 289.711 | 298.1549 | 294.9315 | 298.503 | 258.2573 | 258.2272 | 298.1897 | 295.7396 | 318.8886 | 318.5496 | 318.5496 | 258.2272 | 317.2121 | 258.1211
2020-05-05 11:48 | 1.60 | 313.2742 | 285.0498 | 301.4619 | 294.4991 | 301.5384 | 319.1121 | 285.3636 | 301.6224 | 284.3851 | 301.2144 | 299.4818 | 301.5735 | 266.7177 | 267.0704 | 301.2502 | 298.8513 | 312.9999 | 312.6794 | 312.6794 | 267.0704 | 314.8109 | 268.8407
2020-05-05 11:49 | 1.21 | 294.6017 | 257.5186 | 282.5419 | 263.8423 | 282.6041 | 301.4094 | 245.4611 | 282.6721 | 257.6029 | 282.3398 | 282.1873 | 282.6325 | 255.3236 | 256.0331 | 282.3692 | 279.6823 | 283.7837 | 283.549 | 283.549 | 256.0331 | 289.261 | 259.5604
2020-05-05 11:50 | 1.17 | 253.8379 | 209.4189 | 242.2772 | 211.8566 | 242.3123 | 261.1767 | 184.1381 | 242.3502 | 210.3243 | 242.161 | 243.6664 | 242.3281 | 224.6147 | 225.6423 | 242.1781 | 239.2002 | 231.9447 | 231.8398 | 231.8398 | 225.6423 | 241.2299 | 230.7417
2020-05-05 11:51 | 1.43 | 192.3608 | 143.0046 | 182.171 | 140.8399 | 182.1737 | 199.7144 | 105.1867 | 182.1758 | 144.7572 | 182.1568 | 185.3924 | 182.1747 | 176.0782 | 177.3702 | 182.1593 | 180.6045 | 159.3673 | 159.3979 | 159.3979 | 177.3702 | 172.3828 | 183.777
2020-05-05 11:52 | 1.83 | 111.3275 | 64.6913 | 103.9458 | 58.6149 | 103.9207 | 117.6689 | 27.2731 | 103.8918 | 66.9175 | 104.02 | 108.6721 | 103.9088 | 110.466 | 111.8681 | 104.0099 | 104.4988 | 71.7919 | 71.9185 | 71.9185 | 111.8681 | 86.4069 | 118.8334
2020-05-05 11:53 | 1.50 | 29.9831 | 9.4618 | 27.3508 | 7.1087 | 27.3127 | 33.0395 | 4.13 | 27.2694 | 10.3021 | 27.4661 | 30.8892 | 27.2948 | 38.5209 | 39.4683 | 27.4501 | 28.8911 | 9.4188 | 9.5728 | 9.5728 | 39.4683 | 15.068 | 44.2624
2020-05-05 11:54 | 1.73 | 0.056086 | 0 | 0.036414 | 0 | 0.029817 | 0.099627 | 0 | 0.02232 | 0 | 0.056417 | 0.099766 | 0.026724 | 0.41599 | 0.43731 | 0.053639 | 0.31192 | 0 | 0 | 0 | 0.43731 | 0 | 0.55979
2020-05-05 11:55 | 2.76 | 0 | 0 | 0 | 0 | 0 | 0 | 0 | 0 | 0 | 0 | 0 | 0 | 0 | 0 | 0 | 0 | 0 | 0 | 0 | 0 | 0 | 0
2020-05-05 11:56 | 2.46 | 0 | 0 | 0 | 0 | 0 | 0 | 0 | 0 | 0 | 0 | 0 | 0 | 0 | 0 | 0 | 0 | 0 | 0 | 0 | 0 | 0 | 0
2020-05-05 11:57 | 2.14 | 0 | 0 | 0 | 0 | 0 | 0 | 0 | 0 | 0 | 0 | 0 | 0 | 0 | 0 | 0 | 0 | 0 | 0 | 0 | 0 | 0 | 0
2020-05-05 11:58 | 2.00 | 0 | 0 | 0 | 0 | 0 | 0 | 0 | 0 | 0 | 0 | 0 | 0 | 0 | 0 | 0 | 0 | 0 | 0 | 0 | 0 | 0 | 0
2020-05-05 11:59 | 1.25 | 0 | 0 | 0 | 0 | 0 | 0 | 0 | 0 | 0 | 0 | 0 | 0 | 0 | 0 | 0 | 0 | 0 | 0 | 0 | 0 | 0 | 0
2020-05-05 12:00 | 2.16 | 0 | 0 | 0 | 0 | 0 | 0 | 0 | 0 | 0 | 0 | 0 | 0 | 0 | 0 | 0 | 0 | 0 | 0 | 0 | 0 | 0 | 0
2020-05-05 12:01 | 2.40 | 0 | 0 | 0 | 0 | 0 | 0 | 0 | 0 | 0 | 0 | 0 | 0 | 0 | 0 | 0 | 0 | 0 | 0 | 0 | 0 | 0 | 0
2020-05-05 12:02 | 1.33 | 0 | 0 | 0 | 0 | 0 | 0 | 0 | 0 | 0 | 0 | 0 | 0 | 0 | 0 | 0 | 0 | 0 | 0 | 0 | 0 | 0 | 0
2020-05-05 12:03 | 1.96 | 0 | 0 | 0 | 0 | 0 | 0 | 0 | 0 | 0 | 0 | 0 | 0 | 0 | 0 | 0 | 0 | 0 | 0 | 0 | 0 | 0 | 0
2020-05-05 12:04 | 3.17 | 0 | 0 | 0 | 0 | 0 | 0 | 0 | 0 | 0 | 0 | 0 | 0 | 0 | 0 | 0 | 0 | 0 | 0 | 0 | 0 | 0 | 0
2020-05-05 12:05 | 2.92 | 0 | 0 | 0 | 0 | 0 | 0 | 0 | 0 | 0 | 0 | 0 | 0 | 0 | 0 | 0 | 0 | 0 | 0 | 0 | 0 | 0 | 0
2020-05-05 12:06 | 1.57 | 14.5053 | 26.5311 | 15.254 | 30.6149 | 15.2222 | 12.768 | 42.4191 | 15.1929 | 25.5544 | 15.352 | 13.2656 | 15.2101 | 7.8501 | 7.5083 | 15.3384 | 16.5818 | 27.4982 | 27.5944 | 27.5944 | 7.5083 | 22.8651 | 6.0409
2020-05-05 12:07 | 1.38 | 88.7378 | 114.8464 | 88.3 | 126.8872 | 88.2712 | 85.0208 | 153.428 | 88.2381 | 112.2509 | 88.386 | 82.1023 | 88.2576 | 57.4059 | 56.1941 | 88.3742 | 89.1372 | 123.5693 | 123.6472 | 123.6472 | 56.1941 | 112.1081 | 50.3908
2020-05-05 12:08 | 1.53 | 170.4793 | 187.3148 | 166.5949 | 201.1789 | 166.5909 | 168.8134 | 223.7731 | 166.5854 | 184.6794 | 166.6024 | 160.0457 | 166.5887 | 125.9351 | 124.7639 | 166.6018 | 165.5466 | 203.3793 | 203.3341 | 203.3341 | 124.7639 | 193.079 | 119.0806
2020-05-05 12:09 | 2.37 | 234.6158 | 239.3416 | 227.9779 | 252.9991 | 228.0043 | 235.201 | 268.4308 | 228.0327 | 237.0696 | 227.8888 | 222.2987 | 228.0163 | 185.4964 | 184.6822 | 227.902 | 225.0514 | 260.2203 | 260.0481 | 260.0481 | 184.6822 | 252.6689 | 180.7407
2020-05-05 12:10 | 2.98 | 280.2158 | 273.6385 | 271.5153 | 286.3765 | 271.5695 | 282.6818 | 294.1905 | 271.6288 | 271.8305 | 271.3382 | 266.9607 | 271.5943 | 230.1573 | 229.7381 | 271.364 | 268.5507 | 297.759 | 297.4845 | 297.4845 | 229.7381 | 293.1579 | 227.7265
2020-05-05 12:11 | 2.13 | 306.1193 | 288.944 | 295.9035 | 300.137 | 295.9756 | 310.144 | 299.7983 | 296.0548 | 287.6844 | 295.6696 | 292.622 | 296.0086 | 257.6125 | 257.5831 | 295.7035 | 293.209 | 314.8907 | 314.5644 | 314.5644 | 257.5831 | 313.4617 | 257.4746
2020-05-05 12:12 | 2.71 | 308.6723 | 282.096 | 297.6825 | 290.9199 | 297.756 | 313.8795 | 282.0515 | 297.8367 | 281.4819 | 297.4443 | 295.8479 | 297.7896 | 264.8887 | 265.227 | 297.4788 | 295.0135 | 307.8936 | 307.5888 | 307.5888 | 265.227 | 309.8367 | 266.92
2020-05-05 12:13 | 2.53 | 290.1042 | 255.2002 | 278.9226 | 261.0187 | 278.9821 | 296.1925 | 243.3574 | 279.0473 | 255.301 | 278.7287 | 278.6377 | 279.0093 | 253.3936 | 254.0691 | 278.7569 | 276.0274 | 279.2678 | 279.0454 | 279.0454 | 254.0691 | 284.7129 | 257.4229
2020-05-05 12:14 | 2.23 | 248.1512 | 206.6679 | 237.5641 | 208.7319 | 237.5962 | 254.6639 | 182.3957 | 237.6308 | 207.5465 | 237.4572 | 238.9325 | 237.6107 | 221.3506 | 222.3185 | 237.4729 | 234.5026 | 226.8762 | 226.7827 | 226.7827 | 222.3185 | 235.8987 | 227.1189
2020-05-05 12:15 | 2.08 | 188.2866 | 142.3912 | 179.0356 | 140.1238 | 179.037 | 194.7718 | 106.5342 | 179.0375 | 144.0581 | 179.0261 | 182.1185 | 179.0373 | 173.7375 | 174.9481 | 179.0279 | 177.5784 | 156.6449 | 156.6797 | 156.6797 | 174.9481 | 169.1404 | 180.9513
2020-05-05 12:16 | 2.49 | 108.6567 | 67.4651 | 102.3844 | 61.8331 | 102.3588 | 113.8682 | 33.295 | 102.3294 | 69.4745 | 102.4599 | 106.6372 | 102.3467 | 108.4941 | 109.7384 | 102.4496 | 102.9706 | 72.7894 | 72.9156 | 72.9156 | 109.7384 | 86.0881 | 115.9237
2020-05-05 12:17 | 2.60 | 29.6095 | 13.7583 | 27.7727 | 11.7183 | 27.7346 | 31.6389 | 8.9649 | 27.6913 | 14.4623 | 27.888 | 30.4176 | 27.7168 | 36.0794 | 36.7666 | 27.872 | 29.3119 | 13.285 | 13.4385 | 13.4385 | 36.7666 | 17.9538 | 40.2537
2020-05-05 12:18 | 2.00 | 0 | 0 | 0 | 0 | 0 | 0 | 0 | 0 | 0 | 0 | 0 | 0 | 0 | 0 | 0 | 0.024641 | 0 | 0 | 0 | 0 | 0 | 0
2020-05-05 12:19 | 1.12 | 0 | 0 | 0 | 0 | 0 | 0 | 0 | 0 | 0 | 0 | 0 | 0 | 0 | 0 | 0 | 0 | 0 | 0 | 0 | 0 | 0 | 0
2020-05-05 12:20 | 1.11 | 0 | 0 | 0 | 0 | 0 | 0 | 0 | 0 | 0 | 0 | 0 | 0 | 0 | 0 | 0 | 0 | 0 | 0 | 0 | 0 | 0 | 0
2020-05-05 12:21 | 0.97 | 0 | 0 | 0 | 0 | 0 | 0 | 0 | 0 | 0 | 0 | 0 | 0 | 0 | 0 | 0 | 0 | 0 | 0 | 0 | 0 | 0 | 0
2020-05-05 12:22 | 0.80 | 0 | 0 | 0 | 0 | 0 | 0 | 0 | 0 | 0 | 0 | 0 | 0 | 0 | 0 | 0 | 0 | 0 | 0 | 0 | 0 | 0 | 0
2020-05-05 12:23 | 0.98 | 0 | 0 | 0 | 0 | 0 | 0 | 0 | 0 | 0 | 0 | 0 | 0 | 0 | 0 | 0 | 0 | 0 | 0 | 0 | 0 | 0 | 0
2020-05-05 12:24 | 1.59 | 0 | 0 | 0 | 0 | 0 | 0 | 0 | 0 | 0 | 0 | 0 | 0 | 0 | 0 | 0 | 0 | 0 | 0 | 0 | 0 | 0 | 0
2020-05-05 12:25 | 2.09 | 0 | 0 | 0 | 0 | 0 | 0 | 0 | 0 | 0 | 0 | 0 | 0 | 0 | 0 | 0 | 0 | 0 | 0 | 0 | 0 | 0 | 0
2020-05-05 12:26 | 2.20 | 0 | 0 | 0 | 0 | 0 | 0 | 0 | 0 | 0 | 0 | 0 | 0 | 0 | 0 | 0 | 0 | 0 | 0 | 0 | 0 | 0 | 0
2020-05-05 12:27 | 1.39 | 0 | 0 | 0 | 0 | 0 | 0 | 0 | 0 | 0 | 0 | 0 | 0 | 0 | 0 | 0 | 0 | 0 | 0 | 0 | 0 | 0 | 0
2020-05-05 12:28 | 2.29 | 0 | 0 | 0 | 0 | 0 | 0 | 0 | 0 | 0 | 0 | 0 | 0 | 0 | 0 | 0 | 0 | 0 | 0 | 0 | 0 | 0 | 0
2020-05-05 12:29 | 1.61 | 0 | 0 | 0 | 0 | 0 | 0 | 0 | 0 | 0 | 0 | 0 | 0 | 0 | 0 | 0 | 0 | 0 | 0 | 0 | 0 | 0 | 0
2020-05-05 12:30 | 1.20 | 15.2709 | 27.7563 | 16.1346 | 31.8601 | 16.1023 | 13.3833 | 43.9076 | 16.0656 | 26.7631 | 16.2323 | 14.0979 | 16.0871 | 8.5955 | 8.229 | 16.2188 | 17.4584 | 28.3997 | 28.5215 | 28.5215 | 8.229 | 23.7261 | 6.6415
2020-05-05 12:31 | 1.21 | 89.9613 | 116.2767 | 89.8162 | 128.0164 | 89.7877 | 85.9394 | 154.2847 | 89.755 | 113.7232 | 89.9012 | 83.7259 | 89.7742 | 59.6417 | 58.436 | 89.8895 | 90.6291 | 124.0898 | 124.1674 | 124.1674 | 58.436 | 112.883 | 52.6556
2020-05-05 12:32 | 1.43 | 174.1921 | 191.1943 | 170.6644 | 204.6592 | 170.6621 | 172.1606 | 226.8226 | 170.6586 | 188.6178 | 170.6662 | 164.2691 | 170.6608 | 131.0409 | 129.8873 | 170.6664 | 169.4809 | 206.1505 | 206.0996 | 206.0996 | 129.8873 | 196.1918 | 124.2826
2020-05-05 12:33 | 1.95 | 246.1651 | 251.2296 | 239.9001 | 264.565 | 239.9339 | 246.2916 | 279.6972 | 239.9704 | 248.9994 | 239.7877 | 234.345 | 239.9492 | 198.1871 | 197.3884 | 239.8043 | 236.9041 | 270.9854 | 270.7845 | 270.7845 | 197.3884 | 263.7497 | 193.5074
2020-05-05 12:34 | 1.64 | 285.5211 | 280.2643 | 278.2753 | 291.3346 | 278.3348 | 286.876 | 297.9762 | 278.3998 | 278.6815 | 278.0819 | 274.3106 | 278.3619 | 241.8043 | 241.4412 | 278.11 | 275.4042 | 300.1305 | 299.8471 | 299.8471 | 241.4412 | 296.5143 | 239.6752
2020-05-05 12:35 | 1.70 | 188.4603 | 185.4219 | 187.1351 | 187.6412 | 187.1405 | 187.0664 | 186.4704 | 187.1455 | 185.1628 | 187.1128 | 186.4138 | 187.1427 | 177.5829 | 177.5585 | 187.1164 | 185.4937 | 187.306 | 187.289 | 187.289 | 177.5585 | 188.4987 | 177.4527
2020-05-05 12:36 | 2.06 | 288.4828 | 269.9423 | 281.4444 | 275.627 | 281.5119 | 290.8361 | 268.177 | 281.5859 | 269.5887 | 281.2253 | 280.365 | 281.5428 | 258.8082 | 259.0841 | 281.2571 | 279.4579 | 285.5005 | 285.2356 | 285.2356 | 259.0841 | 287.9632 | 260.4263
2020-05-05 12:37 | 2.02 | 204.5878 | 191.5843 | 200.7543 | 193.9009 | 200.7707 | 205.3756 | 186.59 | 200.7879 | 191.5954 | 200.697 | 200.5509 | 200.778 | 189.2165 | 189.4523 | 200.7057 | 199.1054 | 198.5414 | 198.4869 | 198.4869 | 189.4523 | 201.6265 | 190.6325
2020-05-05 12:38 | 1.63 | 241.2743 | 213.2192 | 234.5597 | 214.395 | 234.5914 | 244.4759 | 195.6762 | 234.6256 | 213.8442 | 234.4542 | 235.5683 | 234.6057 | 222.9942 | 223.6675 | 234.4697 | 231.8712 | 224.7914 | 224.6982 | 224.6982 | 223.6675 | 231.9005 | 226.9864
2020-05-05 12:39 | 1.19 | 101.3359 | 92.2106 | 99.7386 | 91.8562 | 99.713 | 101.5954 | 84.7081 | 99.6835 | 92.5235 | 99.8144 | 100.2514 | 99.7009 | 97.313 | 97.522 | 99.804 | 100.3304 | 93.4618 | 93.5702 | 93.5702 | 97.522 | 96.7042 | 98.6053
2020-05-05 12:40 | 1.16 | 63.9226 | 56.7035 | 62.9789 | 55.8119 | 62.9458 | 64.1044 | 49.9548 | 62.908 | 57.0422 | 63.0784 | 63.5969 | 62.9302 | 62.8891 | 63.0675 | 63.0647 | 64.1396 | 56.5978 | 56.7333 | 56.7333 | 63.0675 | 59.4541 | 64.0053
2020-05-05 12:41 | 1.34 | 31.1139 | 22.9847 | 30.4048 | 22.1578 | 30.3667 | 31.7931 | 21.4668 | 30.3233 | 23.3104 | 30.5203 | 31.9317 | 30.3488 | 35.5445 | 35.9231 | 30.5043 | 31.9488 | 21.9578 | 22.1099 | 22.1099 | 35.9231 | 24.3009 | 37.8745
2020-05-05 12:42 | 1.94 | 0.75494 | 0.74201 | 0.75644 | 0.74201 | 0.74985 | 0.74706 | 0.72987 | 0.74237 | 0.74201 | 0.77641 | 0.75352 | 0.74676 | 0.78602 | 0.78211 | 0.77364 | 1.1184 | 0.68186 | 0.70766 | 0.70766 | 0.78211 | 0.69925 | 0.77437
2020-05-05 12:43 | 1.81 | 0 | 0 | 0 | 0 | 0 | 0 | 0 | 0 | 0 | 0 | 0 | 0 | 0 | 0 | 0 | 0 | 0 | 0 | 0 | 0 | 0 | 0
2020-05-05 12:44 | 1.54 | 0 | 0 | 0 | 0 | 0 | 0 | 0 | 0 | 0 | 0 | 0 | 0 | 0 | 0 | 0 | 0 | 0 | 0 | 0 | 0 | 0 | 0
2020-05-05 12:45 | 1.88 | 0 | 0 | 0 | 0 | 0 | 0 | 0 | 0 | 0 | 0 | 0 | 0 | 0 | 0 | 0 | 0 | 0 | 0 | 0 | 0 | 0 | 0
2020-05-05 12:46 | 1.57 | 0 | 0 | 0 | 0 | 0 | 0 | 0 | 0 | 0 | 0 | 0 | 0 | 0 | 0 | 0 | 0 | 0 | 0 | 0 | 0 | 0 | 0
2020-05-05 12:47 | 1.29 | 0 | 0 | 0 | 0 | 0 | 0 | 0 | 0 | 0 | 0 | 0 | 0 | 0 | 0 | 0 | 0 | 0 | 0 | 0 | 0 | 0 | 0
2020-05-05 12:48 | 1.13 | 0 | 0 | 0 | 0 | 0 | 0 | 0 | 0 | 0 | 0 | 0 | 0 | 0 | 0 | 0 | 0 | 0 | 0 | 0 | 0 | 0 | 0
2020-05-05 12:49 | 1.88 | 0 | 0 | 0 | 0 | 0 | 0 | 0 | 0 | 0 | 0 | 0 | 0 | 0 | 0 | 0 | 0 | 0 | 0 | 0 | 0 | 0 | 0
2020-05-05 12:50 | 1.31 | 0 | 0 | 0 | 0 | 0 | 0 | 0 | 0 | 0 | 0 | 0 | 0 | 0 | 0 | 0 | 0 | 0 | 0 | 0 | 0 | 0 | 0
2020-05-05 12:51 | 1.22 | 0 | 0 | 0 | 0 | 0 | 0 | 0 | 0 | 0 | 0 | 0 | 0 | 0 | 0 | 0 | 0 | 0 | 0 | 0 | 0 | 0 | 0
2020-05-05 12:52 | 1.60 | 0 | 0 | 0 | 0 | 0 | 0 | 0 | 0 | 0 | 0 | 0 | 0 | 0 | 0 | 0 | 0 | 0 | 0 | 0 | 0 | 0 | 0
2020-05-05 12:53 | 1.35 | 0 | 0 | 0 | 0 | 0 | 0 | 0 | 0 | 0 | 0 | 0 | 0 | 0 | 0 | 0 | 0 | 0 | 0 | 0 | 0 | 0 | 0
2020-05-05 12:54 | 1.12 | 15.865 | 28.0388 | 16.7991 | 31.9052 | 16.7668 | 13.9431 | 43.5155 | 16.7301 | 27.0901 | 16.8968 | 14.8629 | 16.7517 | 9.6934 | 9.3394 | 16.8832 | 18.1213 | 28.273 | 28.3952 | 28.3952 | 9.3394 | 23.8545 | 7.7946
2020-05-05 12:55 | 1.17 | 87.649 | 112.7133 | 87.7559 | 123.5924 | 87.7269 | 83.5531 | 148.2439 | 87.6936 | 110.329 | 87.8425 | 82.0718 | 87.7132 | 59.7032 | 58.5633 | 87.8306 | 88.6072 | 119.3068 | 119.3901 | 119.3901 | 58.5633 | 108.9371 | 53.0944
2020-05-05 12:56 | 1.06 | 167.0551 | 183.7631 | 163.9291 | 196.5184 | 163.9239 | 164.8051 | 217.7774 | 163.9171 | 181.3069 | 163.9403 | 157.8372 | 163.9212 | 126.3921 | 125.2832 | 163.9392 | 162.9702 | 197.3736 | 197.3402 | 197.3402 | 125.2832 | 187.9446 | 119.8972
2020-05-05 12:57 | 1.03 | 228.8702 | 234.0343 | 223.0689 | 246.6604 | 223.0927 | 228.8052 | 261.1616 | 223.1182 | 231.9138 | 222.9882 | 217.7787 | 223.1034 | 183.638 | 182.8677 | 223.0002 | 220.2652 | 252.3776 | 252.2242 | 252.2242 | 182.8677 | 245.5249 | 179.1352
2020-05-05 12:58 | 0.94 | 277.02 | 271.3702 | 269.114 | 283.303 | 269.1666 | 278.8121 | 290.6733 | 269.224 | 269.662 | 268.9422 | 264.8149 | 269.1905 | 229.9989 | 229.5935 | 268.9672 | 266.1308 | 293.1653 | 292.9042 | 292.9042 | 229.5935 | 289.04 | 227.6413
2020-05-05 12:59 | 0.74 | 298.9241 | 283.3584 | 289.7436 | 293.5976 | 289.8111 | 302.1516 | 293.1051 | 289.885 | 282.2015 | 289.5247 | 286.731 | 289.8419 | 254.2418 | 254.2126 | 289.5565 | 286.9645 | 306.4196 | 306.1194 | 306.1194 | 254.2126 | 305.3887 | 254.0981
2020-05-05 13:00 | 0.68 | 302.5116 | 278.0024 | 292.5968 | 286.0009 | 292.6664 | 306.8524 | 277.377 | 292.7428 | 277.4583 | 292.371 | 290.9589 | 292.6983 | 262.2983 | 262.6201 | 292.4038 | 289.8552 | 300.9266 | 300.6429 | 300.6429 | 262.6201 | 303.1098 | 264.2239
2020-05-05 13:01 | 0.70 | 285.3019 | 252.7724 | 275.1891 | 257.9069 | 275.2459 | 290.4683 | 240.7992 | 275.308 | 252.9122 | 275.0038 | 275.0289 | 275.2718 | 251.7694 | 252.4142 | 275.0307 | 272.2554 | 274.0439 | 273.8359 | 273.8359 | 252.4142 | 279.6136 | 255.6078
2020-05-05 13:02 | 0.66 | 210.173 | 193.8507 | 206.353 | 194.9492 | 206.3697 | 211.02 | 183.8496 | 206.3873 | 194.1496 | 206.2948 | 206.7705 | 206.3771 | 197.3583 | 197.731 | 206.3036 | 204.2805 | 199.7138 | 199.6688 | 199.6688 | 197.731 | 204.4202 | 199.575
2020-05-05 13:03 | 0.55 | 83.0681 | 82.8933 | 83.4408 | 82.888 | 83.4108 | 81.6922 | 81.8819 | 83.3764 | 82.8985 | 83.5306 | 83.3653 | 83.3967 | 81.9645 | 81.9346 | 83.5182 | 84.3676 | 80.742 | 80.8629 | 80.8629 | 81.9346 | 81.8397 | 81.8371
2020-05-05 13:04 | 0.51 | 66.4948 | 52.9251 | 64.9683 | 50.5694 | 64.9344 | 67.3676 | 41.5104 | 64.8957 | 53.6584 | 65.0704 | 66.5635 | 64.9185 | 67.9651 | 68.3817 | 65.0563 | 66.1906 | 52.318 | 52.4586 | 52.4586 | 68.3817 | 57.5343 | 70.493
2020-05-05 13:05 | 0.53 | 37.1216 | 22.4568 | 35.7547 | 20.2349 | 35.7173 | 38.5014 | 17.2387 | 35.6749 | 23.1843 | 35.8675 | 38.2192 | 35.6998 | 43.6234 | 44.2403 | 35.8519 | 37.2363 | 21.2494 | 21.4012 | 21.4012 | 44.2403 | 25.9613 | 47.3645
2020-05-05 13:06 | 0.54 | 0.0621 | 0.025065 | 0.056803 | 0.025065 | 0.050206 | 0.078595 | 0.021075 | 0.042709 | 0.025065 | 0.076805 | 0.089773 | 0.047113 | 0.29051 | 0.29972 | 0.074027 | 0.33229 | 0 | 0.0093601 | 0.0093601 | 0.29972 | 0 | 0.35924
2020-05-05 13:07 | 0.50 | 0 | 0 | 0 | 0 | 0 | 0 | 0 | 0 | 0 | 0 | 0 | 0 | 0 | 0 | 0 | 0 | 0 | 0 | 0 | 0 | 0 | 0
2020-05-05 13:08 | 0.47 | 0 | 0 | 0 | 0 | 0 | 0 | 0 | 0 | 0 | 0 | 0 | 0 | 0 | 0 | 0 | 0 | 0 | 0 | 0 | 0 | 0 | 0
2020-05-05 13:09 | 0.44 | 0 | 0 | 0 | 0 | 0 | 0 | 0 | 0 | 0 | 0 | 0 | 0 | 0 | 0 | 0 | 0 | 0 | 0 | 0 | 0 | 0 | 0
2020-05-05 13:10 | 0.41 | 0 | 0 | 0 | 0 | 0 | 0 | 0 | 0 | 0 | 0 | 0 | 0 | 0 | 0 | 0 | 0 | 0 | 0 | 0 | 0 | 0 | 0
2020-05-05 13:11 | 0.41 | 0 | 0 | 0 | 0 | 0 | 0 | 0 | 0 | 0 | 0 | 0 | 0 | 0 | 0 | 0 | 0 | 0 | 0 | 0 | 0 | 0 | 0
2020-05-05 13:12 | 0.44 | 0 | 0 | 0 | 0 | 0 | 0 | 0 | 0 | 0 | 0 | 0 | 0 | 0 | 0 | 0 | 0 | 0 | 0 | 0 | 0 | 0 | 0
2020-05-05 13:13 | 0.50 | 0 | 0 | 0 | 0 | 0 | 0 | 0 | 0 | 0 | 0 | 0 | 0 | 0 | 0 | 0 | 0 | 0 | 0 | 0 | 0 | 0 | 0
2020-05-05 13:14 | 0.56 | 0 | 0 | 0 | 0 | 0 | 0 | 0 | 0 | 0 | 0 | 0 | 0 | 0 | 0 | 0 | 0 | 0 | 0 | 0 | 0 | 0 | 0
2020-05-05 13:15 | 0.56 | 0 | 0 | 0 | 0 | 0 | 0 | 0 | 0 | 0 | 0 | 0 | 0 | 0 | 0 | 0 | 0 | 0 | 0 | 0 | 0 | 0 | 0
2020-05-05 13:16 | 0.56 | 0 | 0 | 0 | 0 | 0 | 0 | 0 | 0 | 0 | 0 | 0 | 0 | 0 | 0 | 0 | 0 | 0 | 0 | 0 | 0 | 0 | 0
2020-05-05 13:17 | 0.58 | 0 | 0 | 0 | 0 | 0 | 0 | 0 | 0 | 0 | 0 | 0 | 0 | 0 | 0 | 0 | 0 | 0 | 0 | 0 | 0 | 0 | 0
2020-05-05 13:18 | 0.58 | 14.3218 | 19.0108 | 14.7151 | 20.5084 | 14.6829 | 13.4012 | 24.7723 | 14.6462 | 18.6459 | 14.8129 | 13.8802 | 14.6677 | 11.491 | 11.3099 | 14.7993 | 16.0388 | 18.8362 | 18.9608 | 18.9608 | 11.3099 | 17.2707 | 10.5137
2020-05-05 13:19 | 0.54 | 64.7124 | 75.2235 | 65.173 | 79.4268 | 65.1392 | 62.337 | 89.2058 | 65.1008 | 74.28 | 65.2745 | 62.9183 | 65.1234 | 54.1856 | 53.7162 | 65.2605 | 66.3814 | 76.2875 | 76.4123 | 76.4123 | 53.7162 | 72.5753 | 51.5035
2020-05-05 13:20 | 0.51 | 149.4204 | 163.5452 | 147.3579 | 173.5959 | 147.3461 | 146.9762 | 190.7046 | 147.332 | 161.5865 | 147.39 | 142.5096 | 147.3404 | 117.7944 | 116.8979 | 147.3859 | 146.9002 | 173.1302 | 173.1391 | 173.1391 | 116.8979 | 165.8202 | 112.552
2020-05-05 13:21 | 0.56 | 168.1436 | 170.3411 | 165.8119 | 176.1077 | 165.8128 | 167.0284 | 182.0221 | 165.8128 | 169.3815 | 165.8037 | 163.4006 | 165.8129 | 147.0728 | 146.7266 | 165.8053 | 164.6951 | 177.1428 | 177.1199 | 177.1199 | 146.7266 | 174.8376 | 145.0649
2020-05-05 13:22 | 0.67 | 222.597 | 220.259 | 218.9657 | 226.57 | 218.9902 | 222.0942 | 230.0557 | 219.0165 | 219.3398 | 218.8826 | 216.6401 | 219.0013 | 197.2773 | 197.0464 | 218.8949 | 216.8927 | 229.605 | 229.4878 | 229.4878 | 197.0464 | 228.2341 | 195.9327
2020-05-05 13:23 | 0.75 | 201.6354 | 196.8182 | 199.6858 | 199.4292 | 199.6999 | 200.5631 | 197.4798 | 199.7147 | 196.5487 | 199.6356 | 198.9272 | 199.7062 | 188.5367 | 188.5482 | 199.6432 | 198.0055 | 200.1086 | 200.0562 | 200.0562 | 188.5482 | 201.5305 | 188.6137
2020-05-05 13:24 | 0.79 | 242.0532 | 230.3158 | 237.5027 | 234.5359 | 237.5391 | 242.671 | 229.8717 | 237.5786 | 229.993 | 237.3821 | 236.5441 | 237.5556 | 220.2921 | 220.4276 | 237.3998 | 235.3275 | 239.7717 | 239.6297 | 239.6297 | 220.4276 | 241.7415 | 221.0994
2020-05-05 13:25 | 0.83 | 250.207 | 232.1174 | 245.0784 | 234.8146 | 245.1191 | 251.5699 | 224.2563 | 245.1633 | 232.2167 | 244.9442 | 245.0385 | 245.1376 | 230.9749 | 231.3468 | 244.9639 | 242.7046 | 241.5292 | 241.388 | 241.388 | 231.3468 | 245.8214 | 233.1689
2020-05-05 13:26 | 0.87 | 234.3704 | 204.7213 | 227.5684 | 205.4551 | 227.5958 | 237.6196 | 185.0807 | 227.6252 | 205.4602 | 227.4764 | 228.8048 | 227.6081 | 216.717 | 217.4422 | 227.49 | 224.8769 | 215.9535 | 215.8799 | 215.8799 | 217.4422 | 223.791 | 221.0221
2020-05-05 13:27 | 0.91 | 189.8169 | 153.7386 | 183.11 | 151.4667 | 183.1148 | 193.8108 | 123.8329 | 183.1192 | 155.1229 | 183.0893 | 185.7059 | 183.1168 | 179.2493 | 180.2252 | 183.0927 | 181.4437 | 162.5435 | 162.5649 | 162.5649 | 180.2252 | 173.426 | 185.053
2020-05-05 13:28 | 0.93 | 98.5865 | 70.7018 | 94.9592 | 66.2495 | 94.9322 | 101.1733 | 45.8825 | 94.9011 | 72.1621 | 95.0394 | 98.0619 | 94.9194 | 100.1491 | 101.0105 | 95.0284 | 95.6575 | 71.883 | 72.0094 | 72.0094 | 101.0105 | 81.8301 | 105.3028
2020-05-05 13:29 | 0.92 | 31.2751 | 17.2868 | 30.0538 | 15.1806 | 30.0159 | 32.5635 | 12.3951 | 29.9728 | 17.9692 | 30.1686 | 32.5421 | 29.9982 | 38.3777 | 38.9997 | 30.1526 | 31.5792 | 16.0596 | 16.2126 | 16.2126 | 38.9997 | 20.3893 | 42.1531
2020-05-05 13:30 | 0.92 | 0.09341 | 0.066472 | 0.091213 | 0.066472 | 0.084616 | 0.10248 | 0.061971 | 0.07712 | 0.066472 | 0.11121 | 0.11067 | 0.081524 | 0.25618 | 0.26048 | 0.10844 | 0.36668 | 0.02376 | 0.049598 | 0.049598 | 0.26048 | 0.032303 | 0.29476
2020-05-05 13:31 | 0.96 | 0 | 0 | 0 | 0 | 0 | 0 | 0 | 0 | 0 | 0 | 0 | 0 | 0 | 0 | 0 | 0 | 0 | 0 | 0 | 0 | 0 | 0
2020-05-05 13:32 | 0.99 | 0 | 0 | 0 | 0 | 0 | 0 | 0 | 0 | 0 | 0 | 0 | 0 | 0 | 0 | 0 | 0 | 0 | 0 | 0 | 0 | 0 | 0
2020-05-05 13:33 | 0.99 | 0 | 0 | 0 | 0 | 0 | 0 | 0 | 0 | 0 | 0 | 0 | 0 | 0 | 0 | 0 | 0 | 0 | 0 | 0 | 0 | 0 | 0
2020-05-05 13:34 | 0.97 | 0 | 0 | 0 | 0 | 0 | 0 | 0 | 0 | 0 | 0 | 0 | 0 | 0 | 0 | 0 | 0 | 0 | 0 | 0 | 0 | 0 | 0
2020-05-05 13:35 | 0.95 | 0 | 0 | 0 | 0 | 0 | 0 | 0 | 0 | 0 | 0 | 0 | 0 | 0 | 0 | 0 | 0 | 0 | 0 | 0 | 0 | 0 | 0
2020-05-05 13:36 | 0.85 | 0 | 0 | 0 | 0 | 0 | 0 | 0 | 0 | 0 | 0 | 0 | 0 | 0 | 0 | 0 | 0 | 0 | 0 | 0 | 0 | 0 | 0
2020-05-05 13:37 | 0.81 | 0 | 0 | 0 | 0 | 0 | 0 | 0 | 0 | 0 | 0 | 0 | 0 | 0 | 0 | 0 | 0 | 0 | 0 | 0 | 0 | 0 | 0
2020-05-05 13:38 | 0.89 | 0 | 0 | 0 | 0 | 0 | 0 | 0 | 0 | 0 | 0 | 0 | 0 | 0 | 0 | 0 | 0 | 0 | 0 | 0 | 0 | 0 | 0
2020-05-05 13:39 | 1.01 | 0 | 0 | 0 | 0 | 0 | 0 | 0 | 0 | 0 | 0 | 0 | 0 | 0 | 0 | 0 | 0 | 0 | 0 | 0 | 0 | 0 | 0
2020-05-05 13:40 | 1.07 | 0 | 0 | 0 | 0 | 0 | 0 | 0 | 0 | 0 | 0 | 0 | 0 | 0 | 0 | 0 | 0 | 0 | 0 | 0 | 0 | 0 | 0
2020-05-05 13:41 | 0.86 | 0 | 0 | 0 | 0 | 0 | 0 | 0 | 0 | 0 | 0 | 0 | 0 | 0 | 0 | 0 | 0 | 0 | 0 | 0 | 0 | 0 | 0
2020-05-05 13:42 | 0.88 | 16.8744 | 29.0836 | 17.9744 | 32.7144 | 17.9422 | 14.7822 | 43.9891 | 17.9056 | 28.1701 | 18.0719 | 16.0982 | 17.9271 | 11.1468 | 10.7824 | 18.0583 | 19.3648 | 28.6847 | 28.8069 | 28.8069 | 10.7824 | 24.5034 | 9.1874
2020-05-05 13:43 | 0.93 | 88.2136 | 113.1361 | 88.7876 | 123.3314 | 88.7588 | 83.6697 | 147.0274 | 88.7258 | 110.8631 | 88.8734 | 83.3668 | 88.7452 | 62.2683 | 61.1536 | 88.8616 | 89.6206 | 118.113 | 118.1975 | 118.1975 | 61.1536 | 108.3751 | 55.7927
2020-05-05 13:44 | 1.05 | 168.7526 | 186.0271 | 166.1824 | 198.2991 | 166.1781 | 165.8897 | 219.2189 | 166.1725 | 183.6329 | 166.1904 | 160.2601 | 166.1759 | 129.9485 | 128.8527 | 166.1897 | 165.1475 | 197.9979 | 197.963 | 197.963 | 128.8527 | 188.9658 | 123.5229
2020-05-05 13:45 | 0.99 | 235.3089 | 241.3769 | 230.0069 | 253.7526 | 230.0346 | 234.5821 | 268.2948 | 230.0643 | 239.2721 | 229.9142 | 224.7731 | 230.047 | 191.1757 | 190.3995 | 229.9279 | 227.0558 | 258.3251 | 258.1579 | 258.1579 | 190.3995 | 251.6999 | 186.6267
2020-05-05 13:46 | 0.88 | 244.4571 | 242.0449 | 240.0895 | 249.6521 | 240.1251 | 244.0596 | 254.2711 | 240.1636 | 240.9259 | 239.9714 | 237.2778 | 240.1412 | 214.3179 | 214.0342 | 239.9888 | 237.5319 | 253.5993 | 253.4324 | 253.4324 | 214.0342 | 251.6417 | 212.6547
2020-05-05 13:47 | 0.78 | 176.8487 | 175.6411 | 176.8067 | 176.5417 | 176.8075 | 174.5988 | 175.0301 | 176.8073 | 175.5354 | 176.799 | 176.4851 | 176.8076 | 171.2675 | 171.2546 | 176.8006 | 175.424 | 173.969 | 173.9752 | 173.9752 | 171.2546 | 175.6725 | 171.1966
2020-05-05 13:48 | 0.78 | 213.774 | 207.2911 | 211.7913 | 209.389 | 211.8092 | 212.6658 | 205.6988 | 211.8281 | 207.1486 | 211.7293 | 211.3211 | 211.8172 | 201.5884 | 201.6706 | 211.7386 | 209.3711 | 210.0545 | 209.9944 | 209.9944 | 201.6706 | 212.3071 | 202.0747
2020-05-05 13:49 | 0.83 | 212.3171 | 202.8633 | 209.8608 | 204.5311 | 209.8814 | 211.7618 | 198.5042 | 209.9034 | 202.8733 | 209.7902 | 209.7194 | 209.8907 | 200.3919 | 200.5721 | 209.8008 | 208.1789 | 206.312 | 206.2448 | 206.2448 | 200.5721 | 209.3856 | 201.4571
2020-05-05 13:50 | 0.87 | 150.0931 | 144.625 | 149.3815 | 144.7123 | 149.371 | 148.8778 | 139.8436 | 149.3584 | 144.766 | 149.4093 | 149.568 | 149.3659 | 145.659 | 145.7766 | 149.4058 | 148.821 | 143.8662 | 143.9187 | 143.9187 | 145.7766 | 146.6852 | 146.3814
2020-05-05 13:51 | 0.82 | 93.0506 | 92.8898 | 93.4811 | 92.878 | 93.4527 | 91.4971 | 91.7662 | 93.4202 | 92.8956 | 93.5655 | 93.4084 | 93.4394 | 91.8549 | 91.8268 | 93.5539 | 94.2797 | 90.4816 | 90.5964 | 90.5964 | 91.8268 | 91.7046 | 91.7349
2020-05-05 13:52 | 0.74 | 88.5809 | 81.8741 | 88.0283 | 80.8015 | 87.9991 | 88.0914 | 74.9746 | 87.9657 | 82.2252 | 88.1152 | 88.7037 | 87.9854 | 88.0926 | 88.2736 | 88.1033 | 88.8875 | 80.4193 | 80.5411 | 80.5411 | 88.2736 | 83.6509 | 89.2153
2020-05-05 13:53 | 0.80 | 32.6522 | 27.2159 | 32.3098 | 26.1569 | 32.2721 | 32.7326 | 24.4486 | 32.2293 | 27.5266 | 32.4236 | 33.1249 | 32.2545 | 34.6962 | 34.8807 | 32.4078 | 33.8148 | 25.9329 | 26.0832 | 26.0832 | 34.8807 | 28.1653 | 35.8571
2020-05-05 13:54 | 0.82 | 0.1365 | 0.12006 | 0.13626 | 0.12006 | 0.12967 | 0.13929 | 0.1149 | 0.12217 | 0.12006 | 0.15626 | 0.14084 | 0.12657 | 0.22309 | 0.22211 | 0.15348 | 0.41169 | 0.075836 | 0.10167 | 0.10167 | 0.22211 | 0.085144 | 0.22945
2020-05-05 13:55 | 0.78 | 0 | 0 | 0 | 0 | 0 | 0 | 0 | 0 | 0 | 0 | 0 | 0 | 0 | 0 | 0 | 0 | 0 | 0 | 0 | 0 | 0 | 0
2020-05-05 13:56 | 0.74 | 0 | 0 | 0 | 0 | 0 | 0 | 0 | 0 | 0 | 0 | 0 | 0 | 0 | 0 | 0 | 0 | 0 | 0 | 0 | 0 | 0 | 0
2020-05-05 13:57 | 0.59 | 0 | 0 | 0 | 0 | 0 | 0 | 0 | 0 | 0 | 0 | 0 | 0 | 0 | 0 | 0 | 0 | 0 | 0 | 0 | 0 | 0 | 0
2020-05-05 13:58 | 0.55 | 0 | 0 | 0 | 0 | 0 | 0 | 0 | 0 | 0 | 0 | 0 | 0 | 0 | 0 | 0 | 0 | 0 | 0 | 0 | 0 | 0 | 0
2020-05-05 13:59 | 0.44 | 0 | 0 | 0 | 0 | 0 | 0 | 0 | 0 | 0 | 0 | 0 | 0 | 0 | 0 | 0 | 0 | 0 | 0 | 0 | 0 | 0 | 0
2020-05-05 14:00 | 0.28 | 0 | 0 | 0 | 0 | 0 | 0 | 0 | 0 | 0 | 0 | 0 | 0 | 0 | 0 | 0 | 0 | 0 | 0 | 0 | 0 | 0 | 0
2020-05-05 14:01 | 0.46 | 0 | 0 | 0 | 0 | 0 | 0 | 0 | 0 | 0 | 0 | 0 | 0 | 0 | 0 | 0 | 0 | 0 | 0 | 0 | 0 | 0 | 0
2020-05-05 14:02 | 0.47 | 0 | 0 | 0 | 0 | 0 | 0 | 0 | 0 | 0 | 0 | 0 | 0 | 0 | 0 | 0 | 0 | 0 | 0 | 0 | 0 | 0 | 0
2020-05-05 14:03 | 0.46 | 0 | 0 | 0 | 0 | 0 | 0 | 0 | 0 | 0 | 0 | 0 | 0 | 0 | 0 | 0 | 0 | 0 | 0 | 0 | 0 | 0 | 0
2020-05-05 14:04 | 0.48 | 0 | 0 | 0 | 0 | 0 | 0 | 0 | 0 | 0 | 0 | 0 | 0 | 0 | 0 | 0 | 0 | 0 | 0 | 0 | 0 | 0 | 0
2020-05-05 14:05 | 0.48 | 0 | 0 | 0 | 0 | 0 | 0 | 0 | 0 | 0 | 0 | 0 | 0 | 0 | 0 | 0 | 0 | 0 | 0 | 0 | 0 | 0 | 0
2020-05-05 14:06 | 0.42 | 17.2761 | 30.9306 | 18.5818 | 34.8619 | 18.5496 | 14.8676 | 47.2158 | 18.5131 | 29.93 | 18.6791 | 16.5131 | 18.5346 | 11.0755 | 10.664 | 18.6656 | 19.949 | 30.2644 | 30.3857 | 30.3857 | 10.664 | 25.6902 | 8.8378
2020-05-05 14:07 | 0.44 | 90.644 | 117.0551 | 91.5016 | 127.4889 | 91.4735 | 85.6229 | 152.0972 | 91.4412 | 114.7045 | 91.5855 | 85.8922 | 91.4602 | 64.2475 | 63.0796 | 91.574 | 92.2861 | 121.5306 | 121.6113 | 121.6113 | 63.0796 | 111.4972 | 57.4545
2020-05-05 14:08 | 0.50 | 166.4023 | 181.0802 | 164.4296 | 191.4119 | 164.4259 | 163.481 | 208.8964 | 164.4207 | 179.062 | 164.4362 | 159.4493 | 164.4239 | 133.6247 | 132.7028 | 164.4357 | 163.359 | 190.4022 | 190.3744 | 190.3744 | 132.7028 | 183.1002 | 128.2185
2020-05-05 14:09 | 0.56 | 209.3176 | 214.5649 | 205.8055 | 223.737 | 205.8199 | 207.8973 | 234.5665 | 205.8348 | 212.9877 | 205.7548 | 201.8848 | 205.8262 | 176.7457 | 176.1538 | 205.7626 | 203.4309 | 225.7278 | 225.6351 | 225.6351 | 176.1538 | 221.1702 | 173.2817
2020-05-05 14:10 | 0.55 | 226.5585 | 224.8615 | 224.0387 | 229.8124 | 224.0631 | 225.1609 | 232.0426 | 224.0891 | 224.1402 | 223.9562 | 222.218 | 224.074 | 206.3553 | 206.1823 | 223.9685 | 221.2633 | 230.7946 | 230.6912 | 230.6912 | 206.1823 | 230.3763 | 205.3364
2020-05-05 14:11 | 0.56 | 263.6504 | 257.7159 | 260.7258 | 261.8203 | 260.7767 | 262.5232 | 260.3369 | 260.8322 | 257.2456 | 260.5594 | 259.5197 | 260.7999 | 244.3533 | 244.3592 | 260.5836 | 258.0994 | 263.6023 | 263.4038 | 263.4038 | 244.3592 | 264.8164 | 244.3527
2020-05-05 14:12 | 0.49 | 181.5158 | 177.5748 | 180.759 | 178.5431 | 180.7648 | 179.8684 | 175.4019 | 180.7702 | 177.5361 | 180.7353 | 180.5672 | 180.7672 | 174.5341 | 174.5924 | 180.7391 | 179.5526 | 177.359 | 177.347 | 177.347 | 174.5924 | 179.5676 | 174.8834
2020-05-05 14:13 | 0.42 | 211.1131 | 196.1642 | 207.2698 | 197.897 | 207.2886 | 211.776 | 188.3743 | 207.3085 | 196.3241 | 207.2049 | 207.3846 | 207.297 | 196.6755 | 196.9887 | 207.2147 | 205.4291 | 202.4529 | 202.3964 | 202.3964 | 196.9887 | 206.5541 | 198.5418
2020-05-05 14:14 | 0.37 | 253.1343 | 215.5464 | 244.4361 | 216.4123 | 244.4726 | 257.7046 | 190.6359 | 244.5122 | 216.4972 | 244.3151 | 246.036 | 244.4892 | 231.3558 | 232.2808 | 244.3328 | 241.3686 | 230.3987 | 230.2966 | 230.2966 | 232.2808 | 240.0251 | 236.8427
2020-05-05 14:15 | 0.34 | 193.2967 | 153.0964 | 186.2532 | 149.8555 | 186.2577 | 197.4953 | 118.1447 | 186.2618 | 154.749 | 186.2335 | 189.3879 | 186.2595 | 183.7304 | 184.8422 | 186.2367 | 184.5525 | 161.4691 | 161.4972 | 161.4972 | 184.8422 | 174.1058 | 190.3338
2020-05-05 14:16 | 0.38 | 116.2023 | 80.0998 | 111.8048 | 73.8538 | 111.7817 | 119.3132 | 45.9821 | 111.7552 | 82.0723 | 111.8723 | 115.9602 | 111.7708 | 119.4435 | 120.577 | 111.8631 | 112.1979 | 80.831 | 80.9519 | 80.9519 | 120.577 | 94.0758 | 126.1927
2020-05-05 14:17 | 0.44 | 25.6926 | 16.8259 | 25.0664 | 15.123 | 25.0282 | 26.227 | 12.846 | 24.9847 | 17.3305 | 25.1822 | 26.5315 | 25.0103 | 29.8848 | 30.2293 | 25.1661 | 26.6175 | 15.4303 | 15.5833 | 15.5833 | 30.2293 | 18.6492 | 31.9982
2020-05-05 14:18 | 0.41 | 0.10644 | 0.059027 | 0.10786 | 0.059027 | 0.10127 | 0.11818 | 0.054959 | 0.093772 | 0.059027 | 0.12786 | 0.16127 | 0.098175 | 0.46455 | 0.48057 | 0.12509 | 0.38332 | 0.017305 | 0.043143 | 0.043143 | 0.48057 | 0.025347 | 0.5744
2020-05-05 14:19 | 0.44 | 0 | 0 | 0 | 0 | 0 | 0 | 0 | 0 | 0 | 0 | 0 | 0 | 0 | 0 | 0 | 0 | 0 | 0 | 0 | 0 | 0 | 0
2020-05-05 14:20 | 0.46 | 0 | 0 | 0 | 0 | 0 | 0 | 0 | 0 | 0 | 0 | 0 | 0 | 0 | 0 | 0 | 0 | 0 | 0 | 0 | 0 | 0 | 0
2020-05-05 14:21 | 0.45 | 0 | 0 | 0 | 0 | 0 | 0 | 0 | 0 | 0 | 0 | 0 | 0 | 0 | 0 | 0 | 0 | 0 | 0 | 0 | 0 | 0 | 0
2020-05-05 14:22 | 0.45 | 0 | 0 | 0 | 0 | 0 | 0 | 0 | 0 | 0 | 0 | 0 | 0 | 0 | 0 | 0 | 0 | 0 | 0 | 0 | 0 | 0 | 0
2020-05-05 14:23 | 0.47 | 0 | 0 | 0 | 0 | 0 | 0 | 0 | 0 | 0 | 0 | 0 | 0 | 0 | 0 | 0 | 0 | 0 | 0 | 0 | 0 | 0 | 0
2020-05-05 14:24 | 0.49 | 0 | 0 | 0 | 0 | 0 | 0 | 0 | 0 | 0 | 0 | 0 | 0 | 0 | 0 | 0 | 0 | 0 | 0 | 0 | 0 | 0 | 0
2020-05-05 14:25 | 0.47 | 0 | 0 | 0 | 0 | 0 | 0 | 0 | 0 | 0 | 0 | 0 | 0 | 0 | 0 | 0 | 0 | 0 | 0 | 0 | 0 | 0 | 0
2020-05-05 14:26 | 0.46 | 0 | 0 | 0 | 0 | 0 | 0 | 0 | 0 | 0 | 0 | 0 | 0 | 0 | 0 | 0 | 0 | 0 | 0 | 0 | 0 | 0 | 0
2020-05-05 14:27 | 0.48 | 0 | 0 | 0 | 0 | 0 | 0 | 0 | 0 | 0 | 0 | 0 | 0 | 0 | 0 | 0 | 0 | 0 | 0 | 0 | 0 | 0 | 0
2020-05-05 14:28 | 0.37 | 0 | 0 | 0 | 0 | 0 | 0 | 0 | 0 | 0 | 0 | 0 | 0 | 0 | 0 | 0 | 0 | 0 | 0 | 0 | 0 | 0 | 0
2020-05-05 14:29 | 0.29 | 0 | 0 | 0 | 0 | 0 | 0 | 0 | 0 | 0 | 0 | 0 | 0 | 0 | 0 | 0 | 0 | 0 | 0 | 0 | 0 | 0 | 0
2020-05-05 14:30 | 0.25 | 17.7846 | 31.2066 | 19.1542 | 34.9437 | 19.1221 | 15.3302 | 46.9045 | 19.0856 | 30.2425 | 19.2514 | 17.1561 | 19.1071 | 11.9477 | 11.5402 | 19.2379 | 20.5851 | 30.2124 | 30.3338 | 30.3338 | 11.5402 | 25.8473 | 9.7255
2020-05-05 14:31 | 0.24 | 81.0199 | 103.0512 | 81.9322 | 111.5485 | 81.9022 | 76.5722 | 131.8177 | 81.8679 | 101.1228 | 82.0217 | 77.3304 | 81.8881 | 59.6543 | 58.6842 | 82.0094 | 82.8539 | 106.0335 | 106.1285 | 106.1285 | 58.6842 | 97.9361 | 54.0187
2020-05-05 14:32 | 0.32 | 147.5468 | 160.4144 | 146.1337 | 169.0654 | 146.1235 | 144.6925 | 183.8985 | 146.1111 | 158.7101 | 146.1608 | 141.9246 | 146.1185 | 120.2964 | 119.5068 | 146.1574 | 145.5563 | 167.5142 | 167.5221 | 167.5221 | 119.5068 | 161.4809 | 115.6756
2020-05-05 14:33 | 0.31 | 213.8865 | 219.5079 | 210.4501 | 228.7752 | 210.4678 | 212.255 | 239.8141 | 210.4865 | 217.9051 | 210.3888 | 206.4709 | 210.4757 | 180.9611 | 180.3555 | 210.398 | 208.1211 | 230.4929 | 230.3856 | 230.3856 | 180.3555 | 225.9081 | 177.4101
2020-05-05 14:34 | 0.31 | 129.3661 | 129.2164 | 129.2094 | 130.4042 | 129.1914 | 127.6668 | 130.2713 | 129.1704 | 129.0362 | 129.261 | 128.689 | 129.1828 | 123.6995 | 123.6255 | 129.2541 | 129.2203 | 128.4828 | 128.5561 | 128.5561 | 123.6255 | 129.308 | 123.2999
2020-05-05 14:35 | 0.30 | 112.4636 | 112.2326 | 112.8225 | 112.4407 | 112.8003 | 110.7142 | 111.3519 | 112.7745 | 112.2065 | 112.8877 | 112.6788 | 112.7897 | 110.2995 | 110.2696 | 112.8788 | 113.1589 | 109.925 | 110.0172 | 110.0172 | 110.2696 | 111.2201 | 110.1603
2020-05-05 14:36 | 0.30 | 89.8451 | 89.7997 | 90.2753 | 89.808 | 90.2462 | 88.3314 | 88.8263 | 90.213 | 89.7993 | 90.3618 | 90.1887 | 90.2326 | 88.6743 | 88.6418 | 90.3499 | 91.1246 | 87.4553 | 87.5725 | 87.5725 | 88.6418 | 88.6003 | 88.5292
2020-05-05 14:37 | 0.29 | 81.8955 | 81.8301 | 82.2846 | 81.8358 | 82.254 | 80.5143 | 80.9194 | 82.2188 | 81.8305 | 82.3765 | 82.1982 | 82.2395 | 80.8133 | 80.7795 | 82.3639 | 83.2625 | 79.6652 | 79.7884 | 79.7884 | 80.7795 | 80.7235 | 80.6639
2020-05-05 14:38 | 0.29 | 105.1872 | 105.0744 | 105.6795 | 105.0744 | 105.6544 | 103.4315 | 103.8829 | 105.6255 | 105.0772 | 105.7537 | 105.6042 | 105.6425 | 103.8401 | 103.8139 | 105.7435 | 106.2327 | 102.4052 | 102.5084 | 102.5084 | 103.8139 | 103.7503 | 103.7253
2020-05-05 14:39 | 0.29 | 85.4018 | 85.0468 | 85.7484 | 85.0288 | 85.7197 | 84.0219 | 83.8712 | 85.6869 | 85.0592 | 85.834 | 85.6892 | 85.7062 | 84.235 | 84.2115 | 85.8222 | 86.5739 | 82.9086 | 83.0248 | 83.0248 | 84.2115 | 84.0782 | 84.1435
2020-05-05 14:40 | 0.28 | 26.6207 | 26.5831 | 26.7513 | 26.5802 | 26.7129 | 26.1604 | 26.2545 | 26.6692 | 26.584 | 26.8677 | 26.6635 | 26.6948 | 26.2274 | 26.1849 | 26.8515 | 28.3172 | 25.6746 | 25.8255 | 25.8255 | 26.1849 | 26.0641 | 26.04
2020-05-05 14:41 | 0.25 | 7.7953 | 7.7618 | 7.8314 | 7.7602 | 7.792 | 7.662 | 7.6489 | 7.7471 | 7.7623 | 7.9509 | 7.7467 | 7.7735 | 7.6384 | 7.5949 | 7.9343 | 9.4729 | 7.3162 | 7.4707 | 7.4707 | 7.5949 | 7.4661 | 7.447
2020-05-05 14:42 | 0.22 | 0 | 0 | 0 | 0 | 0 | 0 | 0 | 0 | 0 | 0 | 0 | 0 | 0.034753 | 0.036683 | 0 | 0.17307 | 0 | 0 | 0 | 0.036683 | 0 | 0.058925
2020-05-05 14:43 | 0.20 | 0 | 0 | 0 | 0 | 0 | 0 | 0 | 0 | 0 | 0 | 0 | 0 | 0 | 0 | 0 | 0 | 0 | 0 | 0 | 0 | 0 | 0
2020-05-05 14:44 | 0.20 | 0 | 0 | 0 | 0 | 0 | 0 | 0 | 0 | 0 | 0 | 0 | 0 | 0 | 0 | 0 | 0 | 0 | 0 | 0 | 0 | 0 | 0
2020-05-05 14:45 | 0.20 | 0 | 0 | 0 | 0 | 0 | 0 | 0 | 0 | 0 | 0 | 0 | 0 | 0 | 0 | 0 | 0 | 0 | 0 | 0 | 0 | 0 | 0
2020-05-05 14:46 | 0.20 | 0 | 0 | 0 | 0 | 0 | 0 | 0 | 0 | 0 | 0 | 0 | 0 | 0 | 0 | 0 | 0 | 0 | 0 | 0 | 0 | 0 | 0
2020-05-05 14:47 | 0.21 | 0 | 0 | 0 | 0 | 0 | 0 | 0 | 0 | 0 | 0 | 0 | 0 | 0 | 0 | 0 | 0 | 0 | 0 | 0 | 0 | 0 | 0
2020-05-05 14:48 | 0.25 | 0 | 0 | 0 | 0 | 0 | 0 | 0 | 0 | 0 | 0 | 0 | 0 | 0 | 0 | 0 | 0 | 0 | 0 | 0 | 0 | 0 | 0
2020-05-05 14:49 | 0.36 | 0 | 0 | 0 | 0 | 0 | 0 | 0 | 0 | 0 | 0 | 0 | 0 | 0 | 0 | 0 | 0 | 0 | 0 | 0 | 0 | 0 | 0
2020-05-05 14:50 | 0.39 | 0 | 0 | 0 | 0 | 0 | 0 | 0 | 0 | 0 | 0 | 0 | 0 | 0 | 0 | 0 | 0 | 0 | 0 | 0 | 0 | 0 | 0
2020-05-05 14:51 | 0.42 | 0 | 0 | 0 | 0 | 0 | 0 | 0 | 0 | 0 | 0 | 0 | 0 | 0 | 0 | 0 | 0 | 0 | 0 | 0 | 0 | 0 | 0
2020-05-05 14:52 | 0.39 | 0 | 0 | 0 | 0 | 0 | 0 | 0 | 0 | 0 | 0 | 0 | 0 | 0 | 0 | 0 | 0 | 0 | 0 | 0 | 0 | 0 | 0
2020-05-05 14:53 | 0.35 | 0 | 0 | 0 | 0 | 0 | 0 | 0 | 0 | 0 | 0 | 0 | 0 | 0 | 0 | 0 | 0 | 0 | 0 | 0 | 0 | 0 | 0
2020-05-05 14:54 | 0.35 | 10.8755 | 10.9067 | 10.9326 | 10.9205 | 10.9 | 10.6812 | 10.8273 | 10.8629 | 10.9031 | 11.0314 | 10.8521 | 10.8847 | 10.6634 | 10.6254 | 11.0177 | 12.3333 | 10.4301 | 10.5579 | 10.5579 | 10.6254 | 10.5892 | 10.4934
2020-05-05 14:55 | 0.38 | 65.5521 | 74.5378 | 66.0793 | 78.0431 | 66.046 | 63.1483 | 86.0174 | 66.0081 | 73.7457 | 66.1793 | 64.1319 | 66.0304 | 56.2431 | 55.817 | 66.1654 | 67.251 | 74.8468 | 74.9696 | 74.9696 | 55.817 | 71.9694 | 53.7923
2020-05-05 14:56 | 0.42 | 139.354 | 144.4882 | 139.2205 | 147.9021 | 139.2075 | 136.8571 | 153.0041 | 139.1922 | 143.8151 | 139.256 | 137.5332 | 139.2013 | 127.8117 | 127.4924 | 139.2514 | 138.8462 | 145.2525 | 145.2945 | 145.2945 | 127.4924 | 143.8433 | 125.956
2020-05-05 14:57 | 0.43 | 132.572 | 132.6905 | 133.077 | 132.962 | 133.06 | 130.4291 | 131.9427 | 133.04 | 132.6449 | 133.1258 | 132.8964 | 133.0518 | 130.1082 | 130.0721 | 133.1193 | 133.0193 | 129.8905 | 129.9639 | 129.9639 | 130.0721 | 131.3156 | 129.9224
2020-05-05 14:58 | 0.38 | 96.4136 | 96.4034 | 96.7984 | 96.5466 | 96.7715 | 94.8344 | 95.6699 | 96.7407 | 96.3811 | 96.8781 | 96.6612 | 96.7589 | 94.7278 | 94.6903 | 96.8672 | 97.484 | 94.1778 | 94.2867 | 94.2867 | 94.6903 | 95.3006 | 94.5508
2020-05-05 14:59 | 0.36 | 184.3607 | 179.4171 | 182.3981 | 181.9158 | 182.4155 | 183.4827 | 179.8887 | 182.4339 | 179.1684 | 182.3375 | 181.7013 | 182.4233 | 171.697 | 171.7193 | 182.3467 | 182.0509 | 182.8591 | 182.7913 | 182.7913 | 171.7193 | 184.2233 | 171.8349
2020-05-05 15:00 | 0.33 | 283.2288 | 273.3576 | 279.8231 | 276.8735 | 279.8867 | 282.3447 | 272.0428 | 279.9565 | 273.0915 | 279.6161 | 279.0788 | 279.9158 | 264.0791 | 264.2285 | 279.6461 | 277.4354 | 279.4407 | 279.2028 | 279.2028 | 264.2285 | 282.1098 | 264.91
2020-05-05 15:01 | 0.25 | 150.3344 | 148.9653 | 150.6032 | 149.147 | 150.5925 | 148.2102 | 146.9426 | 150.5797 | 148.9755 | 150.6315 | 150.5448 | 150.5873 | 147.347 | 147.3595 | 150.6279 | 150.0563 | 146.3392 | 146.3903 | 146.3903 | 147.3595 | 148.3153 | 147.4395
2020-05-05 15:02 | 0.24 | 263.9423 | 229.3334 | 256.5355 | 229.4742 | 256.5816 | 267.2029 | 204.4689 | 256.6317 | 230.3098 | 256.3844 | 258.2586 | 256.6025 | 245.4845 | 246.3752 | 256.4064 | 253.8696 | 240.6947 | 240.5642 | 240.5642 | 246.3752 | 250.5485 | 250.7386
2020-05-05 15:03 | 0.24 | 207.1349 | 166.9064 | 200.5917 | 163.0507 | 200.6038 | 210.636 | 130.2499 | 200.6163 | 168.6532 | 200.548 | 203.9544 | 200.6091 | 199.1244 | 200.2687 | 200.5547 | 198.4243 | 173.3386 | 173.3467 | 173.3467 | 200.2687 | 186.7889 | 205.9014
2020-05-05 15:04 | 0.23 | 117.8832 | 76.6791 | 113.3539 | 68.8739 | 113.3318 | 121.067 | 37.0963 | 113.3062 | 79.0354 | 113.4188 | 118.3988 | 113.3213 | 123.9927 | 125.326 | 113.41 | 113.6823 | 75.9091 | 76.0315 | 76.0315 | 125.326 | 91.5235 | 131.9163
2020-05-05 15:05 | 0.19 | 38.9187 | 20.7708 | 38.0189 | 17.4841 | 37.9817 | 39.8665 | 13.618 | 37.9394 | 21.7763 | 38.1313 | 41.593 | 37.9642 | 50.9165 | 51.7729 | 38.1157 | 39.4897 | 18.0551 | 18.2078 | 18.2078 | 51.7729 | 23.9178 | 56.0709
2020-05-05 15:06 | 0.18 | 0.63425 | 0.54762 | 0.64967 | 0.54762 | 0.64308 | 0.63583 | 0.5387 | 0.63559 | 0.54762 | 0.66964 | 0.75709 | 0.63999 | 1.268 | 1.2977 | 0.66687 | 0.92454 | 0.49482 | 0.52064 | 0.52064 | 1.2977 | 0.50849 | 1.4598
2020-05-05 15:07 | 0.20 | 0 | 0 | 0 | 0 | 0 | 0 | 0 | 0 | 0 | 0 | 0 | 0 | 0 | 0 | 0 | 0 | 0 | 0 | 0 | 0 | 0 | 0
2020-05-05 15:08 | 0.11 | 0 | 0 | 0 | 0 | 0 | 0 | 0 | 0 | 0 | 0 | 0 | 0 | 0 | 0 | 0 | 0 | 0 | 0 | 0 | 0 | 0 | 0
2020-05-05 15:09 | 0.11 | 0 | 0 | 0 | 0 | 0 | 0 | 0 | 0 | 0 | 0 | 0 | 0 | 0 | 0 | 0 | 0 | 0 | 0 | 0 | 0 | 0 | 0
2020-05-05 15:10 | 0.11 | 0 | 0 | 0 | 0 | 0 | 0 | 0 | 0 | 0 | 0 | 0 | 0 | 0 | 0 | 0 | 0 | 0 | 0 | 0 | 0 | 0 | 0
2020-05-05 15:11 | 0.12 | 0 | 0 | 0 | 0 | 0 | 0 | 0 | 0 | 0 | 0 | 0 | 0 | 0 | 0 | 0 | 0 | 0 | 0 | 0 | 0 | 0 | 0
2020-05-05 15:12 | 0.13 | 0 | 0 | 0 | 0 | 0 | 0 | 0 | 0 | 0 | 0 | 0 | 0 | 0 | 0 | 0 | 0 | 0 | 0 | 0 | 0 | 0 | 0
2020-05-05 15:13 | 0.13 | 0 | 0 | 0 | 0 | 0 | 0 | 0 | 0 | 0 | 0 | 0 | 0 | 0 | 0 | 0 | 0 | 0 | 0 | 0 | 0 | 0 | 0
2020-05-05 15:14 | 0.15 | 0 | 0 | 0 | 0 | 0 | 0 | 0 | 0 | 0 | 0 | 0 | 0 | 0 | 0 | 0 | 0 | 0 | 0 | 0 | 0 | 0 | 0
2020-05-05 15:15 | 0.16 | 0 | 0 | 0 | 0 | 0 | 0 | 0 | 0 | 0 | 0 | 0 | 0 | 0 | 0 | 0 | 0 | 0 | 0 | 0 | 0 | 0 | 0
2020-05-05 15:16 | 0.22 | 0 | 0 | 0 | 0 | 0 | 0 | 0 | 0 | 0 | 0 | 0 | 0 | 0 | 0 | 0 | 0 | 0 | 0 | 0 | 0 | 0 | 0
2020-05-05 15:17 | 0.22 | 0 | 0 | 0 | 0 | 0 | 0 | 0 | 0 | 0 | 0 | 0 | 0 | 0 | 0 | 0 | 0 | 0 | 0 | 0 | 0 | 0 | 0
2020-05-05 15:18 | 0.20 | 16.9664 | 28.5492 | 18.2538 | 31.623 | 18.2217 | 14.6987 | 41.6621 | 18.1852 | 27.7398 | 18.351 | 16.5537 | 18.2067 | 12.1033 | 11.7352 | 18.3375 | 19.8161 | 27.1769 | 27.3247 | 27.3247 | 11.7352 | 23.6169 | 10.0741
2020-05-05 15:19 | 0.13 | 107.9353 | 137.1395 | 109.711 | 147.5791 | 109.6873 | 101.5233 | 173.2718 | 109.66 | 134.7136 | 109.7807 | 103.9219 | 109.6761 | 81.9562 | 80.7037 | 109.7712 | 110.1564 | 139.3625 | 139.4217 | 139.4217 | 80.7037 | 129.2793 | 74.636
2020-05-05 15:20 | 0.11 | 168.0022 | 186.4909 | 166.5122 | 197.8279 | 166.5081 | 163.9845 | 218.1678 | 166.5025 | 184.2123 | 166.5198 | 160.8998 | 166.5059 | 132.7887 | 131.7113 | 166.5192 | 165.4685 | 195.3002 | 195.2705 | 195.2705 | 131.7113 | 186.9817 | 126.4584
2020-05-05 15:21 | 0.17 | 233.3919 | 240.9379 | 229.0687 | 252.6114 | 229.0957 | 231.5621 | 266.9628 | 229.1248 | 238.904 | 228.9776 | 224.0288 | 229.1079 | 192.0985 | 191.3209 | 228.9911 | 226.1181 | 255.0821 | 254.923 | 254.923 | 191.3209 | 248.9683 | 187.5304
2020-05-05 15:22 | 0.18 | 277.5482 | 274.1332 | 271.206 | 284.8504 | 271.26 | 277.6265 | 291.7493 | 271.3191 | 272.5554 | 271.0296 | 267.259 | 271.2847 | 235.341 | 234.9426 | 271.0552 | 268.2399 | 291.3605 | 291.1047 | 291.1047 | 234.9426 | 288.1335 | 233.0028
2020-05-05 15:23 | 0.16 | 286.5406 | 274.8564 | 279.8222 | 282.962 | 279.8836 | 287.5851 | 282.0932 | 279.9508 | 273.9241 | 279.6225 | 277.3984 | 279.9117 | 250.5526 | 250.5207 | 279.6515 | 277.0943 | 290.9136 | 290.6534 | 290.6534 | 250.5207 | 290.9601 | 250.3689
2020-05-05 15:24 | 0.12 | 176.4819 | 171.2848 | 174.7269 | 173.3298 | 174.7334 | 175.5488 | 170.6632 | 174.7397 | 171.1141 | 174.7009 | 174.1951 | 174.7362 | 165.3144 | 165.3543 | 174.7051 | 173.9126 | 173.935 | 173.9132 | 173.9132 | 165.3543 | 175.627 | 165.5699
2020-05-05 15:25 | 0.11 | 76.0285 | 75.9693 | 76.389 | 75.9753 | 76.3579 | 74.7494 | 75.1276 | 76.3224 | 75.9695 | 76.482 | 76.3028 | 76.3433 | 75.0208 | 74.9865 | 76.4692 | 77.3947 | 73.9478 | 74.0723 | 74.0723 | 74.9865 | 74.9301 | 74.8687
2020-05-05 15:26 | 0.19 | 126.5521 | 123.8747 | 126.5518 | 123.7945 | 126.5343 | 124.9798 | 120.6786 | 126.5139 | 123.9624 | 126.6019 | 126.6475 | 126.526 | 124.1008 | 124.1493 | 126.5953 | 126.5271 | 121.8279 | 121.9054 | 121.9054 | 124.1493 | 123.9869 | 124.4189
2020-05-05 15:27 | 0.17 | 162.1634 | 147.9 | 160.2042 | 146.6286 | 160.1985 | 161.9719 | 134.3975 | 160.1913 | 148.4997 | 160.2166 | 161.3382 | 160.1957 | 157.986 | 158.381 | 160.2153 | 159.2829 | 148.0844 | 148.1289 | 148.1289 | 158.381 | 153.8855 | 160.3457
2020-05-05 15:28 | 0.18 | 87.2298 | 76.6225 | 86.5263 | 74.3621 | 86.4968 | 86.9406 | 65.5001 | 86.463 | 77.2655 | 86.6143 | 87.878 | 86.4829 | 88.995 | 89.3285 | 86.6022 | 87.4123 | 74.2308 | 74.3578 | 74.3578 | 89.3285 | 79.1751 | 91.0174
2020-05-05 15:29 | 0.19 | 33.1676 | 30.329 | 33.1835 | 29.8332 | 33.1459 | 32.8247 | 28.5503 | 33.1031 | 30.4662 | 33.2974 | 33.6807 | 33.1282 | 34.7726 | 34.8741 | 33.2816 | 34.6894 | 29.0596 | 29.209 | 29.209 | 34.8741 | 30.2838 | 35.4401
2020-05-05 15:30 | 0.19 | 0.40428 | 0.34318 | 0.4185 | 0.34318 | 0.4119 | 0.40235 | 0.33619 | 0.40441 | 0.34318 | 0.43848 | 0.49398 | 0.40881 | 0.89178 | 0.91287 | 0.43571 | 0.69366 | 0.2948 | 0.32062 | 0.32062 | 0.91287 | 0.30622 | 1.0314
2020-05-05 15:31 | 0.17 | 0 | 0 | 0 | 0 | 0 | 0 | 0 | 0 | 0 | 0 | 0 | 0 | 0 | 0 | 0 | 0 | 0 | 0 | 0 | 0 | 0 | 0
2020-05-05 15:32 | 0.13 | 0 | 0 | 0 | 0 | 0 | 0 | 0 | 0 | 0 | 0 | 0 | 0 | 0 | 0 | 0 | 0 | 0 | 0 | 0 | 0 | 0 | 0
2020-05-05 15:33 | 0.14 | 0 | 0 | 0 | 0 | 0 | 0 | 0 | 0 | 0 | 0 | 0 | 0 | 0 | 0 | 0 | 0 | 0 | 0 | 0 | 0 | 0 | 0
2020-05-05 15:34 | 0.16 | 0 | 0 | 0 | 0 | 0 | 0 | 0 | 0 | 0 | 0 | 0 | 0 | 0 | 0 | 0 | 0 | 0 | 0 | 0 | 0 | 0 | 0
2020-05-05 15:35 | 0.16 | 0 | 0 | 0 | 0 | 0 | 0 | 0 | 0 | 0 | 0 | 0 | 0 | 0 | 0 | 0 | 0 | 0 | 0 | 0 | 0 | 0 | 0
2020-05-05 15:36 | 0.16 | 0 | 0 | 0 | 0 | 0 | 0 | 0 | 0 | 0 | 0 | 0 | 0 | 0 | 0 | 0 | 0 | 0 | 0 | 0 | 0 | 0 | 0
2020-05-05 15:37 | 0.15 | 0 | 0 | 0 | 0 | 0 | 0 | 0 | 0 | 0 | 0 | 0 | 0 | 0 | 0 | 0 | 0 | 0 | 0 | 0 | 0 | 0 | 0
2020-05-05 15:38 | 0.14 | 0 | 0 | 0 | 0 | 0 | 0 | 0 | 0 | 0 | 0 | 0 | 0 | 0 | 0 | 0 | 0 | 0 | 0 | 0 | 0 | 0 | 0
2020-05-05 15:39 | 0.12 | 0 | 0 | 0 | 0 | 0 | 0 | 0 | 0 | 0 | 0 | 0 | 0 | 0 | 0 | 0 | 0 | 0 | 0 | 0 | 0 | 0 | 0
2020-05-05 15:40 | 0.12 | 0 | 0 | 0 | 0 | 0 | 0 | 0 | 0 | 0 | 0 | 0 | 0 | 0 | 0 | 0 | 0 | 0 | 0 | 0 | 0 | 0 | 0
2020-05-05 15:41 | 0.12 | 0 | 0 | 0 | 0 | 0 | 0 | 0 | 0 | 0 | 0 | 0 | 0 | 0 | 0 | 0 | 0 | 0 | 0 | 0 | 0 | 0 | 0
2020-05-05 15:42 | 0.12 | 20.4595 | 35.8579 | 22.3149 | 39.6931 | 22.2764 | 17.4338 | 52.8662 | 22.2327 | 34.8192 | 22.4314 | 20.1925 | 22.2584 | 14.9311 | 14.4748 | 22.4152 | 23.8834 | 33.5406 | 33.6869 | 33.6869 | 14.4748 | 28.9536 | 12.4144
2020-05-05 15:43 | 0.12 | 38.2908 | 46.2381 | 39.1488 | 48.6126 | 39.1128 | 36.2087 | 55.1095 | 39.0718 | 45.65 | 39.2576 | 37.7276 | 39.0959 | 32.98 | 32.6451 | 39.2425 | 40.5315 | 45.3573 | 45.493 | 45.493 | 32.6451 | 43.0885 | 31.0782
2020-05-05 15:44 | 0.11 | 89.4418 | 93.8101 | 89.0459 | 96.9635 | 89.0216 | 87.8021 | 101.7954 | 88.9937 | 93.1975 | 89.1173 | 87.4799 | 89.0102 | 78.8855 | 78.5825 | 89.1075 | 89.532 | 95.4547 | 95.5391 | 95.5391 | 78.5825 | 93.8203 | 77.1453
2020-05-05 15:45 | 0.17 | 233.1169 | 240.7526 | 229.2163 | 251.8461 | 229.2435 | 230.9729 | 265.5824 | 229.2727 | 238.8077 | 229.1249 | 224.4038 | 229.2558 | 193.9136 | 193.1651 | 229.1384 | 226.2813 | 253.5723 | 253.4168 | 253.4168 | 193.1651 | 247.8748 | 189.512
2020-05-05 15:46 | 0.17 | 284.743 | 281.737 | 278.8019 | 292.0818 | 278.8615 | 284.3879 | 298.6923 | 278.9267 | 280.2067 | 278.608 | 274.9892 | 278.8887 | 243.9221 | 243.5381 | 278.6361 | 275.9158 | 297.7665 | 297.4916 | 297.4916 | 243.5381 | 294.8445 | 241.6551
2020-05-05 15:47 | 0.17 | 303.5559 | 291.4078 | 296.6255 | 299.8271 | 296.6983 | 304.4713 | 298.8113 | 296.7782 | 290.4399 | 296.3896 | 294.1257 | 296.7316 | 266.0519 | 266.028 | 296.4238 | 293.9488 | 307.9066 | 307.6013 | 307.6013 | 266.028 | 308.0714 | 265.9015
2020-05-05 15:48 | 0.17 | 217.7091 | 213.3522 | 216.7484 | 214.7515 | 216.7698 | 215.7027 | 211.4706 | 216.7926 | 213.2582 | 216.6754 | 216.4377 | 216.7794 | 208.6718 | 208.7369 | 216.6863 | 214.2753 | 213.4316 | 213.3619 | 213.3619 | 208.7369 | 215.8641 | 209.0388
2020-05-05 15:49 | 0.17 | 177.2618 | 171.6225 | 176.3915 | 172.1206 | 176.3943 | 175.7744 | 167.3155 | 176.3964 | 171.7057 | 176.3773 | 176.4572 | 176.3953 | 171.1041 | 171.2229 | 176.3798 | 175.2392 | 171.2053 | 171.2087 | 171.2087 | 171.2229 | 174.1009 | 171.8152
2020-05-05 15:50 | 0.17 | 82.9598 | 82.8802 | 83.3554 | 82.878 | 83.3251 | 81.5612 | 81.9325 | 83.2904 | 82.8823 | 83.4461 | 83.2733 | 83.3109 | 81.8854 | 81.8527 | 83.4336 | 84.3041 | 80.683 | 80.8049 | 80.8049 | 81.8527 | 81.7622 | 81.7418
2020-05-05 15:51 | 0.16 | 46.3243 | 46.2358 | 46.5398 | 46.2316 | 46.5042 | 45.5419 | 45.6623 | 46.4636 | 46.2384 | 46.6473 | 46.4563 | 46.4875 | 45.6807 | 45.6426 | 46.6324 | 47.8914 | 44.889 | 45.0298 | 45.0298 | 45.6426 | 45.529 | 45.5142
2020-05-05 15:52 | 0.16 | 25.5788 | 25.5394 | 25.7036 | 25.536 | 25.6653 | 25.1379 | 25.2195 | 25.6219 | 25.5404 | 25.8193 | 25.6167 | 25.6474 | 25.1997 | 25.1575 | 25.8032 | 27.2534 | 24.6597 | 24.8099 | 24.8099 | 25.1575 | 25.0358 | 25.0136
2020-05-05 15:53 | 0.24 | 1.7237 | 1.7163 | 1.7317 | 1.7163 | 1.7185 | 1.6936 | 1.6889 | 1.7036 | 1.7163 | 1.7716 | 1.7028 | 1.7124 | 1.6788 | 1.6641 | 1.7661 | 2.2806 | 1.5889 | 1.6405 | 1.6405 | 1.6641 | 1.6273 | 1.6137
2020-05-05 15:54 | 0.16 | 0 | 0 | 0 | 0 | 0 | 0 | 0 | 0 | 0 | 0 | 0 | 0 | 0 | 0 | 0 | 0 | 0 | 0 | 0 | 0 | 0 | 0
2020-05-05 15:55 | 0.17 | 0 | 0 | 0 | 0 | 0 | 0 | 0 | 0 | 0 | 0 | 0 | 0 | 0 | 0 | 0 | 0 | 0 | 0 | 0 | 0 | 0 | 0
2020-05-05 15:56 | 0.17 | 0 | 0 | 0 | 0 | 0 | 0 | 0 | 0 | 0 | 0 | 0 | 0 | 0 | 0 | 0 | 0 | 0 | 0 | 0 | 0 | 0 | 0
2020-05-05 15:57 | 0.16 | 0 | 0 | 0 | 0 | 0 | 0 | 0 | 0 | 0 | 0 | 0 | 0 | 0 | 0 | 0 | 0 | 0 | 0 | 0 | 0 | 0 | 0
2020-05-05 15:58 | 0.16 | 0 | 0 | 0 | 0 | 0 | 0 | 0 | 0 | 0 | 0 | 0 | 0 | 0 | 0 | 0 | 0 | 0 | 0 | 0 | 0 | 0 | 0
2020-05-05 15:59 | 0.16 | 0 | 0 | 0 | 0 | 0 | 0 | 0 | 0 | 0 | 0 | 0 | 0 | 0 | 0 | 0 | 0 | 0 | 0 | 0 | 0 | 0 | 0
2020-05-05 16:00 | 0.16 | 0 | 0 | 0 | 0 | 0 | 0 | 0 | 0 | 0 | 0 | 0 | 0 | 0 | 0 | 0 | 0 | 0 | 0 | 0 | 0 | 0 | 0
2020-05-05 16:01 | 0.16 | 0 | 0 | 0 | 0 | 0 | 0 | 0 | 0 | 0 | 0 | 0 | 0 | 0 | 0 | 0 | 0 | 0 | 0 | 0 | 0 | 0 | 0
2020-05-05 16:02 | 0.15 | 0 | 0 | 0 | 0 | 0 | 0 | 0 | 0 | 0 | 0 | 0 | 0 | 0 | 0 | 0 | 0 | 0 | 0 | 0 | 0 | 0 | 0
2020-05-05 16:03 | 0.15 | 0 | 0 | 0 | 0 | 0 | 0 | 0 | 0 | 0 | 0 | 0 | 0 | 0 | 0 | 0 | 0 | 0 | 0 | 0 | 0 | 0 | 0
2020-05-05 16:04 | 0.15 | 0 | 0 | 0 | 0 | 0 | 0 | 0 | 0 | 0 | 0 | 0 | 0 | 0 | 0 | 0 | 0 | 0 | 0 | 0 | 0 | 0 | 0
2020-05-05 16:05 | 0.15 | 0 | 0 | 0 | 0 | 0 | 0 | 0 | 0 | 0 | 0 | 0 | 0 | 0 | 0 | 0 | 0 | 0 | 0 | 0 | 0 | 0 | 0
2020-05-05 16:06 | 0.18 | 5.2013 | 5.208 | 5.2282 | 5.2116 | 5.2151 | 5.1094 | 5.1592 | 5.2003 | 5.207 | 5.2722 | 5.1967 | 5.209 | 5.109 | 5.094 | 5.2639 | 6.0275 | 4.9955 | 5.0466 | 5.0466 | 5.094 | 5.0722 | 5.0419
2020-05-05 16:07 | 0.20 | 75.2904 | 84.6617 | 75.941 | 88.2393 | 75.9113 | 72.5416 | 96.3148 | 75.8774 | 83.8478 | 76.0295 | 73.9317 | 75.8974 | 65.5284 | 65.0817 | 76.0174 | 76.8388 | 84.605 | 84.7105 | 84.7105 | 65.0817 | 81.7908 | 62.9434
2020-05-05 16:08 | 0.20 | 113.6549 | 117.5065 | 113.5222 | 120.2182 | 113.5029 | 111.5856 | 124.0243 | 113.4803 | 116.9769 | 113.5783 | 112.1615 | 113.4936 | 104.1344 | 103.8709 | 113.5707 | 113.6827 | 117.9775 | 118.0444 | 118.0444 | 103.8709 | 117.013 | 102.6179
2020-05-05 16:09 | 0.19 | 183.4579 | 187.9186 | 182.4827 | 192.749 | 182.4873 | 180.8122 | 198.513 | 182.4914 | 187.0427 | 182.4629 | 180.3009 | 182.4891 | 166.0437 | 165.6852 | 182.4663 | 180.9764 | 190.8406 | 190.8082 | 190.8082 | 165.6852 | 189.1873 | 163.9404
2020-05-05 16:10 | 0.22 | 110.8569 | 110.7609 | 111.1405 | 111.1389 | 111.1175 | 109.1461 | 110.3247 | 111.0908 | 110.7047 | 111.2083 | 110.9227 | 111.1065 | 108.1792 | 108.1371 | 111.1991 | 111.5394 | 108.7406 | 108.8353 | 108.8353 | 108.1371 | 109.8901 | 107.9699
2020-05-05 16:11 | 0.18 | 260.8245 | 253.0716 | 256.8531 | 258.2621 | 256.9056 | 260.1828 | 256.6873 | 256.963 | 252.4832 | 256.6815 | 255.3253 | 256.9296 | 236.7645 | 236.7644 | 256.7065 | 254.8342 | 261.6076 | 261.3964 | 261.3964 | 236.7644 | 262.6729 | 236.7434
2020-05-05 16:12 | 0.23 | 219.4561 | 210.5555 | 216.4943 | 213.3957 | 216.5234 | 218.8689 | 208.8607 | 216.5546 | 210.3667 | 216.397 | 215.891 | 216.5365 | 203.5246 | 203.6443 | 216.4114 | 214.8811 | 215.6659 | 215.5606 | 215.5606 | 203.6443 | 218.086 | 204.2297
2020-05-05 16:13 | 0.35 | 211.3314 | 193.9159 | 207.0845 | 195.4628 | 207.1097 | 212.1356 | 183.9272 | 207.1367 | 194.1748 | 206.9993 | 207.402 | 207.1211 | 196.1904 | 196.5789 | 207.0119 | 205.5013 | 200.5648 | 200.4895 | 200.4895 | 196.5789 | 205.5366 | 198.4959
2020-05-05 16:14 | 0.36 | 171.9923 | 155.2947 | 168.5086 | 155.644 | 168.515 | 172.7445 | 143.4287 | 168.5212 | 155.7194 | 168.4828 | 169.1949 | 168.5177 | 161.4692 | 161.8704 | 168.487 | 167.6513 | 159.8483 | 159.8468 | 159.8468 | 161.8704 | 165.1186 | 163.8665
2020-05-05 16:15 | 0.34 | 136.9997 | 127.4482 | 136.0629 | 126.2627 | 136.048 | 136.161 | 117.3491 | 136.0305 | 127.9003 | 136.1047 | 136.9119 | 136.0409 | 134.8348 | 135.1004 | 136.0992 | 135.8383 | 125.9586 | 126.0339 | 126.0339 | 135.1004 | 130.5188 | 136.436
2020-05-05 16:16 | 0.33 | 53.6282 | 53.2921 | 53.8595 | 53.2278 | 53.824 | 52.7415 | 52.3805 | 53.7835 | 53.3109 | 53.9666 | 53.8105 | 53.8073 | 52.983 | 52.9538 | 53.9518 | 55.2034 | 51.744 | 51.8846 | 51.8846 | 52.9538 | 52.5724 | 52.8694
2020-05-05 16:17 | 0.32 | 24.8787 | 21.8995 | 24.962 | 21.4438 | 24.9235 | 24.5898 | 20.8834 | 24.8797 | 22.0381 | 25.0786 | 25.5983 | 24.9055 | 27.4451 | 27.5764 | 25.0624 | 26.5323 | 20.7384 | 20.8904 | 20.8904 | 27.5764 | 21.7458 | 28.2921
2020-05-05 16:18 | 0.32 | 0.049445 | 0.045651 | 0.049122 | 0.045651 | 0.042525 | 0.049222 | 0.041248 | 0.035029 | 0.045651 | 0.069125 | 0.034967 | 0.039433 | 0.038134 | 0.030788 | 0.066347 | 0.32462 | 0.0031622 | 0.029001 | 0.029001 | 0.030788 | 0.011592 | 0.0057128
2020-05-05 16:19 | 0.32 | 0 | 0 | 0 | 0 | 0 | 0 | 0 | 0 | 0 | 0 | 0 | 0 | 0 | 0 | 0 | 0 | 0 | 0 | 0 | 0 | 0 | 0
2020-05-05 16:20 | 0.33 | 0 | 0 | 0 | 0 | 0 | 0 | 0 | 0 | 0 | 0 | 0 | 0 | 0 | 0 | 0 | 0 | 0 | 0 | 0 | 0 | 0 | 0
2020-05-05 16:21 | 0.35 | 0 | 0 | 0 | 0 | 0 | 0 | 0 | 0 | 0 | 0 | 0 | 0 | 0 | 0 | 0 | 0 | 0 | 0 | 0 | 0 | 0 | 0
2020-05-05 16:22 | 0.38 | 0 | 0 | 0 | 0 | 0 | 0 | 0 | 0 | 0 | 0 | 0 | 0 | 0 | 0 | 0 | 0 | 0 | 0 | 0 | 0 | 0 | 0
2020-05-05 16:23 | 0.35 | 0 | 0 | 0 | 0 | 0 | 0 | 0 | 0 | 0 | 0 | 0 | 0 | 0 | 0 | 0 | 0 | 0 | 0 | 0 | 0 | 0 | 0
2020-05-05 16:24 | 0.28 | 0 | 0 | 0 | 0 | 0 | 0 | 0 | 0 | 0 | 0 | 0 | 0 | 0 | 0 | 0 | 0 | 0 | 0 | 0 | 0 | 0 | 0
2020-05-05 16:25 | 0.33 | 0 | 0 | 0 | 0 | 0 | 0 | 0 | 0 | 0 | 0 | 0 | 0 | 0 | 0 | 0 | 0 | 0 | 0 | 0 | 0 | 0 | 0
2020-05-05 16:26 | 0.31 | 0 | 0 | 0 | 0 | 0 | 0 | 0 | 0 | 0 | 0 | 0 | 0 | 0 | 0 | 0 | 0 | 0 | 0 | 0 | 0 | 0 | 0
2020-05-05 16:27 | 0.30 | 0 | 0 | 0 | 0 | 0 | 0 | 0 | 0 | 0 | 0 | 0 | 0 | 0 | 0 | 0 | 0 | 0 | 0 | 0 | 0 | 0 | 0
2020-05-05 16:28 | 0.29 | 0 | 0 | 0 | 0 | 0 | 0 | 0 | 0 | 0 | 0 | 0 | 0 | 0 | 0 | 0 | 0 | 0 | 0 | 0 | 0 | 0 | 0
2020-05-05 16:29 | 0.27 | 0 | 0 | 0 | 0 | 0 | 0 | 0 | 0 | 0 | 0 | 0 | 0 | 0 | 0 | 0 | 0 | 0 | 0 | 0 | 0 | 0 | 0
2020-05-05 16:30 | 0.24 | 6.3608 | 6.3486 | 6.3909 | 6.3502 | 6.358 | 6.2521 | 6.2671 | 6.3207 | 6.3482 | 6.4905 | 6.3175 | 6.3426 | 6.2237 | 6.1868 | 6.4767 | 7.944 | 5.9837 | 6.1124 | 6.1124 | 6.1868 | 6.1009 | 6.06
2020-05-05 16:31 | 0.22 | 43.4225 | 45.4592 | 43.7718 | 46.1446 | 43.735 | 42.3097 | 47.5238 | 43.6931 | 45.2962 | 43.8831 | 43.3074 | 43.7177 | 41.3155 | 41.1928 | 43.8676 | 45.2146 | 44.3427 | 44.4868 | 44.4868 | 41.1928 | 44.179 | 40.6536
2020-05-05 16:32 | 0.22 | 52.8304 | 52.8773 | 53.0828 | 52.9219 | 53.0473 | 51.9206 | 52.4172 | 53.0069 | 52.8686 | 53.1899 | 52.9721 | 53.0307 | 51.9988 | 51.9551 | 53.175 | 54.4243 | 51.4009 | 51.5411 | 51.5411 | 51.9551 | 52.0647 | 51.7994
2020-05-05 16:33 | 0.21 | 54.4358 | 54.4213 | 54.6998 | 54.4326 | 54.6646 | 53.507 | 53.8417 | 54.6244 | 54.4194 | 54.8061 | 54.6055 | 54.648 | 53.677 | 53.6367 | 54.7914 | 56.0237 | 52.8778 | 53.0173 | 53.0173 | 53.6367 | 53.591 | 53.4972
2020-05-05 16:34 | 0.20 | 202.2119 | 200.8109 | 200.5763 | 204.4594 | 200.5911 | 200.3403 | 205.4723 | 200.6065 | 200.2842 | 200.5242 | 199.227 | 200.5977 | 186.6944 | 186.5681 | 200.5322 | 198.5915 | 203.9839 | 203.9239 | 203.9239 | 186.5681 | 204.3403 | 185.9559
2020-05-05 16:35 | 0.18 | 313.1158 | 302.3532 | 307.307 | 309.7448 | 307.3889 | 312.8921 | 308.1401 | 307.4788 | 301.5085 | 307.0426 | 305.1432 | 307.4263 | 279.5928 | 279.594 | 307.0809 | 304.854 | 315.5149 | 315.184 | 315.184 | 279.594 | 316.4215 | 279.56
2020-05-05 16:36 | 0.16 | 315.1372 | 296.1107 | 308.5229 | 301.5604 | 308.6053 | 315.9993 | 292.607 | 308.6959 | 295.8053 | 308.2566 | 307.5518 | 308.6431 | 284.9196 | 285.2284 | 308.2951 | 306.0563 | 309.2939 | 308.9837 | 308.9837 | 285.2284 | 313.1497 | 286.7053
2020-05-05 16:37 | 0.15 | 311.0105 | 280.0644 | 302.7465 | 283.5222 | 302.8243 | 313.6277 | 264.4928 | 302.9098 | 280.4137 | 302.4947 | 303.1337 | 302.8599 | 282.423 | 283.1178 | 302.5311 | 300.1851 | 294.8457 | 294.5783 | 294.5783 | 283.1178 | 302.4914 | 286.5033
2020-05-05 16:38 | 0.16 | 266.988 | 229.9216 | 259.5258 | 229.4359 | 259.5725 | 269.8727 | 201.8081 | 259.6234 | 231.0594 | 259.3725 | 261.5931 | 259.5937 | 248.8867 | 249.8636 | 259.3949 | 256.6196 | 240.0881 | 239.9633 | 239.9633 | 249.8636 | 251.4223 | 254.6518
2020-05-05 16:39 | 0.16 | 207.0141 | 178.1003 | 203.0548 | 174.7357 | 203.0693 | 207.9708 | 149.8185 | 203.0843 | 179.4414 | 203.0038 | 205.7012 | 203.0757 | 202.2181 | 203.0763 | 203.0116 | 201.1088 | 179.4383 | 179.4329 | 179.4329 | 203.0763 | 190.5412 | 207.289
2020-05-05 16:40 | 0.16 | 86.6507 | 73.8332 | 85.6215 | 71.2132 | 85.594 | 86.5758 | 59.5478 | 85.5624 | 74.5962 | 85.7034 | 87.1619 | 85.581 | 88.1572 | 88.5502 | 85.6922 | 86.3596 | 71.6967 | 71.8211 | 71.8211 | 88.5502 | 77.471 | 90.5267
2020-05-05 16:41 | 0.16 | 13.7186 | 13.6484 | 13.7845 | 13.6383 | 13.752 | 13.4853 | 13.4604 | 13.7151 | 13.6514 | 13.8828 | 13.7227 | 13.7368 | 13.5399 | 13.5064 | 13.8692 | 15.3685 | 13.0955 | 13.2229 | 13.2229 | 13.5064 | 13.3218 | 13.3957
2020-05-05 16:42 | 0.16 | 0 | 0 | 0 | 0 | 0 | 0 | 0 | 0 | 0 | 0 | 0 | 0 | 0 | 0 | 0 | 0 | 0 | 0 | 0 | 0 | 0 | 0
2020-05-05 16:43 | 0.17 | 0 | 0 | 0 | 0 | 0 | 0 | 0 | 0 | 0 | 0 | 0 | 0 | 0 | 0 | 0 | 0 | 0 | 0 | 0 | 0 | 0 | 0
2020-05-05 16:44 | 0.17 | 0 | 0 | 0 | 0 | 0 | 0 | 0 | 0 | 0 | 0 | 0 | 0 | 0 | 0 | 0 | 0 | 0 | 0 | 0 | 0 | 0 | 0
2020-05-05 16:45 | 0.16 | 0 | 0 | 0 | 0 | 0 | 0 | 0 | 0 | 0 | 0 | 0 | 0 | 0 | 0 | 0 | 0 | 0 | 0 | 0 | 0 | 0 | 0
2020-05-05 16:46 | 0.16 | 0 | 0 | 0 | 0 | 0 | 0 | 0 | 0 | 0 | 0 | 0 | 0 | 0 | 0 | 0 | 0 | 0 | 0 | 0 | 0 | 0 | 0
2020-05-05 16:47 | 0.16 | 0 | 0 | 0 | 0 | 0 | 0 | 0 | 0 | 0 | 0 | 0 | 0 | 0 | 0 | 0 | 0 | 0 | 0 | 0 | 0 | 0 | 0
2020-05-05 16:48 | 0.14 | 0 | 0 | 0 | 0 | 0 | 0 | 0 | 0 | 0 | 0 | 0 | 0 | 0 | 0 | 0 | 0 | 0 | 0 | 0 | 0 | 0 | 0
2020-05-05 16:49 | 0.13 | 0 | 0 | 0 | 0 | 0 | 0 | 0 | 0 | 0 | 0 | 0 | 0 | 0 | 0 | 0 | 0 | 0 | 0 | 0 | 0 | 0 | 0
2020-05-05 16:50 | 0.12 | 0 | 0 | 0 | 0 | 0 | 0 | 0 | 0 | 0 | 0 | 0 | 0 | 0 | 0 | 0 | 0 | 0 | 0 | 0 | 0 | 0 | 0
2020-05-05 16:51 | 0.12 | 0 | 0 | 0 | 0 | 0 | 0 | 0 | 0 | 0 | 0 | 0 | 0 | 0 | 0 | 0 | 0 | 0 | 0 | 0 | 0 | 0 | 0
2020-05-05 16:52 | 0.12 | 0 | 0 | 0 | 0 | 0 | 0 | 0 | 0 | 0 | 0 | 0 | 0 | 0 | 0 | 0 | 0 | 0 | 0 | 0 | 0 | 0 | 0
2020-05-05 16:53 | 0.12 | 0 | 0 | 0 | 0 | 0 | 0 | 0 | 0 | 0 | 0 | 0 | 0 | 0 | 0 | 0 | 0 | 0 | 0 | 0 | 0 | 0 | 0
2020-05-05 16:54 | 0.12 | 8.8769 | 8.8732 | 8.921 | 8.8767 | 8.8883 | 8.7222 | 8.7727 | 8.851 | 8.8722 | 9.0202 | 8.846 | 8.8729 | 8.7055 | 8.6684 | 9.0065 | 10.5006 | 8.4442 | 8.5725 | 8.5725 | 8.6684 | 8.5911 | 8.5408
2020-05-05 16:55 | 0.12 | 47.8263 | 49.521 | 48.1602 | 50.1167 | 48.1239 | 46.7015 | 51.1556 | 48.0826 | 49.3814 | 48.2698 | 47.7461 | 48.1069 | 45.8106 | 45.6994 | 48.2546 | 49.5618 | 48.3172 | 48.4592 | 48.4592 | 45.6994 | 48.319 | 45.2149
2020-05-05 16:56 | 0.11 | 100.8313 | 103.2746 | 101.1249 | 104.6684 | 101.0986 | 98.8717 | 106.4443 | 101.0684 | 102.9906 | 101.2028 | 100.3681 | 101.0862 | 95.7237 | 95.5643 | 101.1921 | 101.7666 | 102.0389 | 102.1421 | 102.1421 | 95.5643 | 102.0401 | 94.8281
2020-05-05 16:57 | 0.11 | 177.3795 | 180.1856 | 176.4236 | 184.322 | 176.4256 | 174.9443 | 188.4827 | 176.4268 | 179.4651 | 176.412 | 174.6224 | 176.4263 | 161.9792 | 161.7041 | 176.4141 | 174.9285 | 182.5676 | 182.5518 | 182.5518 | 161.7041 | 181.634 | 160.3732
2020-05-05 16:58 | 0.10 | 296.2061 | 294.1214 | 290.6695 | 304.5058 | 290.7377 | 294.9872 | 311.3033 | 290.8126 | 292.5611 | 290.4481 | 286.8054 | 290.769 | 255.2848 | 254.885 | 290.4802 | 287.9093 | 308.919 | 308.611 | 308.611 | 254.885 | 306.2517 | 252.9077
2020-05-05 16:59 | 0.09 | 310.6848 | 298.6136 | 303.941 | 307.0471 | 304.0195 | 310.9742 | 305.7068 | 304.1057 | 297.6425 | 303.687 | 301.4361 | 304.0555 | 272.8159 | 272.7953 | 303.7238 | 301.3757 | 314.2746 | 313.95 | 313.95 | 272.7953 | 314.854 | 272.6754
2020-05-05 17:00 | 0.08 | 318.8177 | 296.8903 | 310.9995 | 303.242 | 311.0837 | 320.4314 | 293.3403 | 311.1762 | 296.528 | 310.7276 | 309.8452 | 311.1222 | 284.144 | 284.4872 | 310.7669 | 308.5555 | 313.0191 | 312.6983 | 312.6983 | 284.4872 | 316.9841 | 286.1481
2020-05-05 17:01 | 0.06 | 296.1095 | 266.3682 | 288.2949 | 269.5311 | 288.3614 | 298.4972 | 250.9635 | 288.4343 | 266.7295 | 288.0791 | 288.7079 | 288.3918 | 269.114 | 269.7809 | 288.1104 | 285.5076 | 280.0953 | 279.8706 | 279.8706 | 269.7809 | 287.6165 | 273.0411
2020-05-05 17:02 | 0.06 | 254.8657 | 218.6208 | 247.7357 | 217.9039 | 247.7741 | 257.5767 | 190.4383 | 247.8158 | 219.7732 | 247.6086 | 249.8229 | 247.7916 | 237.931 | 238.8878 | 247.6272 | 244.6588 | 228.0169 | 227.9208 | 227.9208 | 238.8878 | 239.2991 | 243.5844
2020-05-05 17:03 | 0.05 | 190.1187 | 150.858 | 184.7015 | 145.7686 | 184.7056 | 192.4719 | 111.7518 | 184.709 | 152.7648 | 184.6835 | 188.4268 | 184.7071 | 185.9905 | 187.1491 | 184.6866 | 183.0419 | 153.4306 | 153.47 | 153.47 | 187.1491 | 167.9884 | 192.8519
2020-05-05 17:04 | 0.05 | 110.268 | 74.6886 | 107.5691 | 66.4469 | 107.545 | 111.5517 | 36.6789 | 107.5172 | 76.959 | 107.6402 | 112.4611 | 107.5336 | 119.7907 | 120.9978 | 107.6306 | 108.048 | 69.6483 | 69.7766 | 69.7766 | 120.9978 | 84.7782 | 126.9569
2020-05-05 17:05 | 0.05 | 25.3617 | 15.0354 | 25.3082 | 12.6227 | 25.2701 | 25.3306 | 9.2211 | 25.2267 | 15.688 | 25.4238 | 27.4988 | 25.2522 | 33.8312 | 34.3264 | 25.4077 | 26.8529 | 12.3461 | 12.4998 | 12.4998 | 34.3264 | 16.1341 | 36.8335
2020-05-05 17:06 | 0.05 | 0.34955 | 0.27225 | 0.38651 | 0.27225 | 0.37991 | 0.33078 | 0.26647 | 0.37242 | 0.27225 | 0.4065 | 0.49966 | 0.37682 | 1.1102 | 1.1429 | 0.40372 | 0.66877 | 0.22662 | 0.25245 | 0.25245 | 1.1429 | 0.23664 | 1.3194
2020-05-05 17:07 | 0.06 | 0 | 0 | 0 | 0 | 0 | 0 | 0 | 0 | 0 | 0 | 0 | 0 | 0 | 0 | 0 | 0 | 0 | 0 | 0 | 0 | 0 | 0
2020-05-05 17:08 | 0.06 | 0 | 0 | 0 | 0 | 0 | 0 | 0 | 0 | 0 | 0 | 0 | 0 | 0 | 0 | 0 | 0 | 0 | 0 | 0 | 0 | 0 | 0
2020-05-05 17:09 | 0.06 | 0 | 0 | 0 | 0 | 0 | 0 | 0 | 0 | 0 | 0 | 0 | 0 | 0 | 0 | 0 | 0 | 0 | 0 | 0 | 0 | 0 | 0
2020-05-05 17:10 | 0.06 | 0 | 0 | 0 | 0 | 0 | 0 | 0 | 0 | 0 | 0 | 0 | 0 | 0 | 0 | 0 | 0 | 0 | 0 | 0 | 0 | 0 | 0
2020-05-05 17:11 | 0.06 | 0 | 0 | 0 | 0 | 0 | 0 | 0 | 0 | 0 | 0 | 0 | 0 | 0 | 0 | 0 | 0 | 0 | 0 | 0 | 0 | 0 | 0
2020-05-05 17:12 | 0.06 | 0 | 0 | 0 | 0 | 0 | 0 | 0 | 0 | 0 | 0 | 0 | 0 | 0 | 0 | 0 | 0 | 0 | 0 | 0 | 0 | 0 | 0
2020-05-05 17:13 | 0.06 | 0 | 0 | 0 | 0 | 0 | 0 | 0 | 0 | 0 | 0 | 0 | 0 | 0 | 0 | 0 | 0 | 0 | 0 | 0 | 0 | 0 | 0
2020-05-05 17:14 | 0.06 | 0 | 0 | 0 | 0 | 0 | 0 | 0 | 0 | 0 | 0 | 0 | 0 | 0 | 0 | 0 | 0 | 0 | 0 | 0 | 0 | 0 | 0
2020-05-05 17:15 | 0.07 | 0 | 0 | 0 | 0 | 0 | 0 | 0 | 0 | 0 | 0 | 0 | 0 | 0 | 0 | 0 | 0 | 0 | 0 | 0 | 0 | 0 | 0
2020-05-05 17:16 | 0.08 | 0 | 0 | 0 | 0 | 0 | 0 | 0 | 0 | 0 | 0 | 0 | 0 | 0 | 0 | 0 | 0 | 0 | 0 | 0 | 0 | 0 | 0
2020-05-05 17:17 | 0.07 | 0 | 0 | 0 | 0 | 0 | 0 | 0 | 0 | 0 | 0 | 0 | 0 | 0 | 0 | 0 | 0 | 0 | 0 | 0 | 0 | 0 | 0
2020-05-05 17:18 | 0.05 | 24.9844 | 31.2471 | 25.9488 | 32.6506 | 25.9107 | 23.2663 | 37.4236 | 25.8675 | 30.8529 | 26.0639 | 25.0286 | 25.8929 | 22.6023 | 22.3661 | 26.0479 | 27.4842 | 29.4494 | 29.5965 | 29.5965 | 22.3661 | 27.9763 | 21.2959
2020-05-05 17:19 | 0.05 | 76.1003 | 86.6372 | 77.3257 | 89.9034 | 77.2944 | 72.7616 | 98.2352 | 77.2585 | 85.8406 | 77.4196 | 75.3903 | 77.2796 | 67.9648 | 67.5124 | 77.4067 | 78.352 | 85.0379 | 85.1538 | 85.1538 | 67.5124 | 82.3564 | 65.3483
2020-05-05 17:20 | 0.05 | 132.4742 | 141.094 | 132.4227 | 145.9578 | 132.4069 | 129.282 | 154.4187 | 132.3883 | 140.0997 | 132.4674 | 129.9645 | 132.3993 | 117.0643 | 116.5792 | 132.4615 | 132.2697 | 142.5621 | 142.6108 | 142.6108 | 116.5792 | 139.7956 | 114.2343
2020-05-05 17:21 | 0.05 | 178.2196 | 182.7805 | 177.7189 | 186.943 | 177.7198 | 175.2443 | 192.0077 | 177.7197 | 182.0065 | 177.711 | 175.7886 | 177.7199 | 163.1857 | 162.8564 | 177.7126 | 176.3002 | 184.1832 | 184.171 | 184.171 | 162.8564 | 183.0003 | 161.2544
2020-05-05 17:22 | 0.06 | 240.1936 | 238.2542 | 237.6467 | 243.4536 | 237.6839 | 238.277 | 245.4029 | 237.7242 | 237.4995 | 237.5235 | 235.7558 | 237.7007 | 218.404 | 218.2337 | 237.5416 | 235.6183 | 243.9458 | 243.7893 | 243.7893 | 218.2337 | 243.8727 | 217.3851
2020-05-05 17:23 | 0.07 | 217.5625 | 215.1038 | 216.7321 | 217.1349 | 216.7538 | 215.1778 | 215.6112 | 216.7769 | 214.8581 | 216.6581 | 216.076 | 216.7636 | 207.0306 | 207.0173 | 216.6691 | 214.3935 | 215.2909 | 215.2153 | 215.2153 | 207.0173 | 217.0575 | 206.9354
2020-05-05 17:24 | 0.06 | 183.9474 | 182.6146 | 184.2498 | 183.0054 | 184.2534 | 181.3519 | 180.727 | 184.2565 | 182.5915 | 184.2329 | 184.1332 | 184.2548 | 179.9105 | 179.928 | 184.2358 | 182.6175 | 179.7083 | 179.707 | 179.707 | 179.928 | 181.9165 | 180.0093
2020-05-05 17:25 | 0.07 | 123.3846 | 123.3287 | 123.9684 | 123.3342 | 123.9489 | 121.3401 | 122.0118 | 123.9262 | 123.3291 | 124.0249 | 123.8962 | 123.9396 | 121.855 | 121.8333 | 124.0173 | 124.0973 | 120.2778 | 120.3609 | 120.3609 | 121.8333 | 121.8053 | 121.7565
2020-05-05 17:26 | 0.07 | 57.6552 | 57.6252 | 57.94 | 57.6247 | 57.905 | 56.6665 | 56.9742 | 57.8652 | 57.6256 | 58.0455 | 57.8507 | 57.8886 | 56.8882 | 56.8492 | 58.0309 | 59.2431 | 55.982 | 56.1205 | 56.1205 | 56.8492 | 56.7488 | 56.7152
2020-05-05 17:27 | 0.06 | 41.0542 | 41.0163 | 41.2561 | 41.0141 | 41.219 | 40.3477 | 40.5326 | 41.1768 | 41.0171 | 41.3682 | 41.1673 | 41.2016 | 40.4852 | 40.4441 | 41.3527 | 42.7199 | 39.764 | 39.9101 | 39.9101 | 40.4441 | 40.3311 | 40.3038
2020-05-05 17:28 | 0.05 | 40.3824 | 40.3085 | 40.5794 | 40.2952 | 40.5421 | 39.6899 | 39.793 | 40.4997 | 40.312 | 40.6921 | 40.4967 | 40.5246 | 39.8428 | 39.8029 | 40.6765 | 42.057 | 39.064 | 39.2108 | 39.2108 | 39.8029 | 39.6382 | 39.669
2020-05-05 17:29 | 0.04 | 17.2421 | 17.1778 | 17.3262 | 17.1666 | 17.2872 | 16.945 | 16.9399 | 17.2428 | 17.1808 | 17.4444 | 17.2461 | 17.2689 | 16.9932 | 16.9515 | 17.428 | 18.9367 | 16.4904 | 16.6435 | 16.6435 | 16.9515 | 16.7719 | 16.8116
2020-05-05 17:30 | 0.04 | 0.85355 | 0.84977 | 0.85743 | 0.84977 | 0.85084 | 0.83895 | 0.83637 | 0.84336 | 0.84977 | 0.87739 | 0.84307 | 0.84776 | 0.83192 | 0.82457 | 0.87462 | 1.132 | 0.78674 | 0.81253 | 0.81253 | 0.82457 | 0.80559 | 0.79948
2020-05-05 17:31 | 0.03 | 0 | 0 | 0 | 0 | 0 | 0 | 0 | 0 | 0 | 0 | 0 | 0 | 0 | 0 | 0 | 0 | 0 | 0 | 0 | 0 | 0 | 0
2020-05-05 17:32 | 0.02 | 0 | 0 | 0 | 0 | 0 | 0 | 0 | 0 | 0 | 0 | 0 | 0 | 0 | 0 | 0 | 0 | 0 | 0 | 0 | 0 | 0 | 0
2020-05-05 17:33 | 0.02 | 0 | 0 | 0 | 0 | 0 | 0 | 0 | 0 | 0 | 0 | 0 | 0 | 0 | 0 | 0 | 0 | 0 | 0 | 0 | 0 | 0 | 0
2020-05-05 17:34 | 0.01 | 0 | 0 | 0 | 0 | 0 | 0 | 0 | 0 | 0 | 0 | 0 | 0 | 0 | 0 | 0 | 0 | 0 | 0 | 0 | 0 | 0 | 0
2020-05-05 17:35 | 0.01 | 0 | 0 | 0 | 0 | 0 | 0 | 0 | 0 | 0 | 0 | 0 | 0 | 0 | 0 | 0 | 0 | 0 | 0 | 0 | 0 | 0 | 0
2020-05-05 17:36 | 0.01 | 0 | 0 | 0 | 0 | 0 | 0 | 0 | 0 | 0 | 0 | 0 | 0 | 0 | 0 | 0 | 0 | 0 | 0 | 0 | 0 | 0 | 0
2020-05-05 17:37 | 0.00 | 0 | 0 | 0 | 0 | 0 | 0 | 0 | 0 | 0 | 0 | 0 | 0 | 0 | 0 | 0 | 0 | 0 | 0 | 0 | 0 | 0 | 0
2020-05-05 17:38 | 0.00 | 0 | 0 | 0 | 0 | 0 | 0 | 0 | 0 | 0 | 0 | 0 | 0 | 0 | 0 | 0 | 0 | 0 | 0 | 0 | 0 | 0 | 0
2020-05-05 17:39 | 0.00 | 0 | 0 | 0 | 0 | 0 | 0 | 0 | 0 | 0 | 0 | 0 | 0 | 0 | 0 | 0 | 0 | 0 | 0 | 0 | 0 | 0 | 0
2020-05-05 17:40 | 0.00 | 0 | 0 | 0 | 0 | 0 | 0 | 0 | 0 | 0 | 0 | 0 | 0 | 0 | 0 | 0 | 0 | 0 | 0 | 0 | 0 | 0 | 0
2020-05-05 17:41 | 0.00 | 0 | 0 | 0 | 0 | 0 | 0 | 0 | 0 | 0 | 0 | 0 | 0 | 0 | 0 | 0 | 0 | 0 | 0 | 0 | 0 | 0 | 0
2020-05-05 17:42 | 0.00 | 14.0728 | 14.0659 | 14.1428 | 14.0683 | 14.1104 | 13.8291 | 13.9054 | 14.0735 | 14.0652 | 14.2412 | 14.0677 | 14.0952 | 13.8406 | 13.8039 | 14.2276 | 15.4813 | 13.5096 | 13.637 | 13.637 | 13.8039 | 13.7225 | 13.6779
2020-05-05 17:43 | 0.00 | 44.5433 | 44.5504 | 44.766 | 44.5587 | 44.7294 | 43.7755 | 44.0815 | 44.6876 | 44.5483 | 44.8768 | 44.671 | 44.7121 | 43.9204 | 43.8782 | 44.8615 | 46.1978 | 43.2214 | 43.366 | 43.366 | 43.8782 | 43.8122 | 43.7317
2020-05-05 17:44 | 0.00 | 103.1458 | 103.2422 | 103.639 | 103.3026 | 103.6137 | 101.4121 | 102.3347 | 103.5846 | 103.2298 | 103.7137 | 103.5298 | 103.6017 | 101.7179 | 101.6834 | 103.7035 | 104.2062 | 100.662 | 100.7656 | 100.7656 | 101.6834 | 101.8912 | 101.5544
2020-05-05 17:45 | 0.00 | 201.8611 | 203.3191 | 202.0146 | 205.2629 | 202.0272 | 198.7548 | 206.1139 | 202.0403 | 202.9776 | 201.9691 | 201.1638 | 202.0328 | 193.4112 | 193.2924 | 201.9761 | 199.808 | 201.6709 | 201.6276 | 201.6276 | 193.2924 | 202.5938 | 192.6945
2020-05-05 17:46 | 0.00 | 215.3861 | 215.3734 | 215.2618 | 217.2528 | 215.281 | 212.4126 | 217.0483 | 215.3014 | 215.083 | 215.1956 | 214.5284 | 215.2896 | 206.4351 | 206.3647 | 215.2056 | 212.5247 | 214.0834 | 214.0173 | 214.0173 | 206.3647 | 215.4614 | 205.9971
2020-05-05 17:47 | 0.00 | 237.5126 | 235.095 | 236.7666 | 237.1415 | 236.7995 | 234.8383 | 235.485 | 236.835 | 234.846 | 236.657 | 236.1232 | 236.8144 | 226.7615 | 226.7586 | 236.6732 | 234.0298 | 234.9551 | 234.8381 | 234.8381 | 226.7586 | 236.8993 | 226.7078
2020-05-05 17:48 | 0.00 | 128.4404 | 128.285 | 128.988 | 128.3393 | 128.9712 | 126.3677 | 126.9688 | 128.9515 | 128.2807 | 129.0361 | 128.9073 | 128.9631 | 126.6595 | 126.6409 | 129.0297 | 128.9135 | 125.3002 | 125.3735 | 125.3735 | 126.6409 | 126.8617 | 126.5756
2020-05-05 17:49 | 0.00 | 136.1241 | 136.0065 | 136.7441 | 136.016 | 136.7289 | 133.9074 | 134.5435 | 136.711 | 136.0081 | 136.787 | 136.6802 | 136.7216 | 134.428 | 134.4123 | 136.7814 | 136.5458 | 132.7505 | 132.8181 | 132.8181 | 134.4123 | 134.4203 | 134.3578
2020-05-05 17:50 | 0.00 | 162.9513 | 160.1951 | 163.1767 | 160.0042 | 163.1718 | 160.7451 | 156.3254 | 163.1653 | 160.3022 | 163.187 | 163.3356 | 163.1692 | 160.4077 | 160.4766 | 163.186 | 162.1952 | 157.1509 | 157.1841 | 157.1841 | 160.4766 | 159.841 | 160.8236
2020-05-05 17:51 | 0.00 | 129.8574 | 128.8523 | 130.3081 | 128.7435 | 130.2914 | 127.8594 | 126.6213 | 130.2718 | 128.897 | 130.3558 | 130.3308 | 130.2834 | 128.2006 | 128.2101 | 130.3494 | 130.2246 | 125.8679 | 125.9419 | 125.9419 | 128.2101 | 127.75 | 128.2833
2020-05-05 17:52 | 0.00 | 36.0495 | 36.0113 | 36.2285 | 36.0065 | 36.1908 | 35.4265 | 35.5789 | 36.1479 | 36.0125 | 36.3426 | 36.1408 | 36.1731 | 35.5491 | 35.5075 | 36.3268 | 37.7395 | 34.8709 | 35.0193 | 35.0193 | 35.5075 | 35.3788 | 35.3658
2020-05-05 17:53 | 0.00 | 20.9025 | 20.5583 | 21.0107 | 20.4728 | 20.972 | 20.5426 | 20.186 | 20.928 | 20.5818 | 21.1279 | 20.9958 | 20.9539 | 20.8827 | 20.856 | 21.1116 | 22.5956 | 19.7094 | 19.8613 | 19.8613 | 20.856 | 20.1301 | 20.7892
2020-05-05 17:54 | 0.00 | 0 | 0 | 0 | 0 | 0 | 0 | 0 | 0 | 0 | 0 | 0 | 0 | 0 | 0 | 0 | 0.19532 | 0 | 0 | 0 | 0 | 0 | 0
2020-05-05 17:55 | 0.00 | 0 | 0 | 0 | 0 | 0 | 0 | 0 | 0 | 0 | 0 | 0 | 0 | 0 | 0 | 0 | 0 | 0 | 0 | 0 | 0 | 0 | 0
2020-05-05 17:56 | 0.00 | 0 | 0 | 0 | 0 | 0 | 0 | 0 | 0 | 0 | 0 | 0 | 0 | 0 | 0 | 0 | 0 | 0 | 0 | 0 | 0 | 0 | 0
2020-05-05 17:57 | 0.00 | 0 | 0 | 0 | 0 | 0 | 0 | 0 | 0 | 0 | 0 | 0 | 0 | 0 | 0 | 0 | 0 | 0 | 0 | 0 | 0 | 0 | 0
2020-05-05 17:58 | 0.00 | 0 | 0 | 0 | 0 | 0 | 0 | 0 | 0 | 0 | 0 | 0 | 0 | 0 | 0 | 0 | 0 | 0 | 0 | 0 | 0 | 0 | 0
2020-05-05 17:59 | 0.00 | 0 | 0 | 0 | 0 | 0 | 0 | 0 | 0 | 0 | 0 | 0 | 0 | 0 | 0 | 0 | 0 | 0 | 0 | 0 | 0 | 0 | 0
2020-05-05 18:00 | 0.00 | 0 | 0 | 0 | 0 | 0 | 0 | 0 | 0 | 0 | 0 | 0 | 0 | 0 | 0 | 0 | 0 | 0 | 0 | 0 | 0 | 0 | 0
2020-05-05 18:01 | 0.00 | 0 | 0 | 0 | 0 | 0 | 0 | 0 | 0 | 0 | 0 | 0 | 0 | 0 | 0 | 0 | 0 | 0 | 0 | 0 | 0 | 0 | 0
2020-05-05 18:02 | 0.00 | 0 | 0 | 0 | 0 | 0 | 0 | 0 | 0 | 0 | 0 | 0 | 0 | 0 | 0 | 0 | 0 | 0 | 0 | 0 | 0 | 0 | 0
2020-05-05 18:03 | 0.00 | 0 | 0 | 0 | 0 | 0 | 0 | 0 | 0 | 0 | 0 | 0 | 0 | 0 | 0 | 0 | 0 | 0 | 0 | 0 | 0 | 0 | 0
2020-05-05 18:04 | 0.00 | 0 | 0 | 0 | 0 | 0 | 0 | 0 | 0 | 0 | 0 | 0 | 0 | 0 | 0 | 0 | 0 | 0 | 0 | 0 | 0 | 0 | 0
2020-05-05 18:05 | 0.00 | 0 | 0 | 0 | 0 | 0 | 0 | 0 | 0 | 0 | 0 | 0 | 0 | 0 | 0 | 0 | 0 | 0 | 0 | 0 | 0 | 0 | 0
2020-05-05 18:06 | 0.00 | 8.2825 | 8.6713 | 8.3754 | 8.7463 | 8.336 | 8.098 | 9.0188 | 8.2913 | 8.646 | 8.4948 | 8.2544 | 8.3176 | 8.0881 | 8.038 | 8.4782 | 10.0133 | 8.0702 | 8.2245 | 8.2245 | 8.038 | 8.1173 | 7.9034
2020-05-05 18:07 | 0.00 | 65.5824 | 68.322 | 66.0809 | 69.2595 | 66.0487 | 63.9434 | 71.04 | 66.0119 | 68.1008 | 66.1777 | 65.4801 | 66.0335 | 62.5637 | 62.4132 | 66.1644 | 67.1763 | 66.7789 | 66.9046 | 66.9046 | 62.4132 | 66.6284 | 61.7272
2020-05-05 18:08 | 0.00 | 181.8548 | 202.9786 | 182.1276 | 213.1708 | 182.1307 | 175.6105 | 233.0992 | 182.1332 | 200.8103 | 182.1124 | 176.8261 | 182.1319 | 151.0207 | 149.9365 | 182.115 | 180.5349 | 206.7086 | 206.6547 | 206.6547 | 149.9365 | 199.3997 | 144.617
2020-05-05 18:09 | 0.00 | 255.6559 | 266.3855 | 253.0052 | 277.3401 | 253.0474 | 251.4543 | 291.9489 | 253.0934 | 264.3793 | 252.8661 | 248.092 | 253.0666 | 217.3847 | 216.5758 | 252.8864 | 249.9804 | 275.8016 | 275.5873 | 275.5873 | 216.5758 | 270.4586 | 212.5887
2020-05-05 18:10 | 0.00 | 214.7399 | 213.9847 | 212.9945 | 218.2646 | 213.0192 | 212.4949 | 220.0694 | 213.0457 | 213.3407 | 212.9109 | 211.3737 | 213.0303 | 196.8631 | 196.6955 | 212.9233 | 211.3912 | 217.5523 | 217.4488 | 217.4488 | 196.6955 | 217.6775 | 195.8684
2020-05-05 18:11 | 0.00 | 317.2616 | 306.8555 | 311.7989 | 314.0767 | 311.8848 | 316.4029 | 312.184 | 311.9792 | 306.027 | 311.5217 | 309.6839 | 311.9241 | 284.058 | 284.0618 | 311.5618 | 309.4605 | 318.8123 | 318.4692 | 318.4692 | 284.0618 | 320.1182 | 284.0321
2020-05-05 18:12 | 0.00 | 272.0255 | 256.6041 | 267.2274 | 260.4368 | 267.2837 | 271.8746 | 252.0681 | 267.3453 | 256.4482 | 267.0436 | 266.6321 | 267.3094 | 249.0513 | 249.3188 | 267.0704 | 265.0237 | 265.1081 | 264.9046 | 264.9046 | 249.3188 | 269.1122 | 250.6104
2020-05-05 18:13 | 0.00 | 226.5212 | 214.0519 | 223.7394 | 215.42 | 223.7683 | 225.7004 | 206.596 | 223.7995 | 214.1944 | 223.6423 | 223.8703 | 223.7814 | 213.7005 | 213.9775 | 223.6567 | 221.8866 | 217.2031 | 217.1127 | 217.1127 | 213.9775 | 221.6884 | 215.3282
2020-05-05 18:14 | 0.00 | 226.5345 | 203.005 | 222.7573 | 201.733 | 222.7815 | 226.6986 | 182.2233 | 222.8075 | 203.8732 | 222.6751 | 224.3839 | 222.7925 | 217.132 | 217.7843 | 222.6873 | 220.1369 | 205.4866 | 205.4366 | 205.4366 | 217.7843 | 214.3626 | 220.979
2020-05-05 18:15 | 0.00 | 160.3206 | 141.1777 | 158.3745 | 138.183 | 158.3676 | 159.9418 | 120.4069 | 158.3589 | 142.1809 | 158.3911 | 160.3585 | 158.3641 | 159.0065 | 159.5866 | 158.3892 | 157.5443 | 139.2749 | 139.3339 | 139.3339 | 159.5866 | 147.7362 | 162.4545
2020-05-05 18:16 | 0.00 | 96.0402 | 84.2779 | 95.5593 | 81.3793 | 95.5327 | 95.2889 | 70.0257 | 95.5022 | 85.0541 | 95.6382 | 97.1623 | 95.5202 | 98.7666 | 99.1495 | 95.6274 | 96.2241 | 80.5479 | 80.6682 | 80.6682 | 99.1495 | 86.5352 | 101.0717
2020-05-05 18:17 | 0.00 | 20.0626 | 19.862 | 20.1923 | 19.8522 | 20.1535 | 19.6989 | 19.6045 | 20.1093 | 19.8648 | 20.31 | 20.2005 | 20.1353 | 20.2737 | 20.2553 | 20.2937 | 21.7895 | 19.1111 | 19.2635 | 19.2635 | 20.2553 | 19.4218 | 20.2313
2020-05-05 18:18 | 0.00 | 0.2591 | 0.23674 | 0.27277 | 0.23674 | 0.26618 | 0.24848 | 0.23051 | 0.25869 | 0.23674 | 0.29277 | 0.29336 | 0.26309 | 0.46799 | 0.47141 | 0.28999 | 0.54808 | 0.19008 | 0.21591 | 0.21591 | 0.47141 | 0.20062 | 0.50037
2020-05-05 18:19 | 0.00 | 0 | 0 | 0 | 0 | 0 | 0 | 0 | 0 | 0 | 0 | 0 | 0 | 0 | 0 | 0 | 0 | 0 | 0 | 0 | 0 | 0 | 0
2020-05-05 18:20 | 0.00 | 0 | 0 | 0 | 0 | 0 | 0 | 0 | 0 | 0 | 0 | 0 | 0 | 0 | 0 | 0 | 0 | 0 | 0 | 0 | 0 | 0 | 0
2020-05-05 18:21 | 0.00 | 0 | 0 | 0 | 0 | 0 | 0 | 0 | 0 | 0 | 0 | 0 | 0 | 0 | 0 | 0 | 0 | 0 | 0 | 0 | 0 | 0 | 0
2020-05-05 18:22 | 0.00 | 0 | 0 | 0 | 0 | 0 | 0 | 0 | 0 | 0 | 0 | 0 | 0 | 0 | 0 | 0 | 0 | 0 | 0 | 0 | 0 | 0 | 0
2020-05-05 18:23 | 0.00 | 0 | 0 | 0 | 0 | 0 | 0 | 0 | 0 | 0 | 0 | 0 | 0 | 0 | 0 | 0 | 0 | 0 | 0 | 0 | 0 | 0 | 0
2020-05-05 18:24 | 0.00 | 0 | 0 | 0 | 0 | 0 | 0 | 0 | 0 | 0 | 0 | 0 | 0 | 0 | 0 | 0 | 0 | 0 | 0 | 0 | 0 | 0 | 0
2020-05-05 18:25 | 0.00 | 0 | 0 | 0 | 0 | 0 | 0 | 0 | 0 | 0 | 0 | 0 | 0 | 0 | 0 | 0 | 0 | 0 | 0 | 0 | 0 | 0 | 0
2020-05-05 18:26 | 0.00 | 0 | 0 | 0 | 0 | 0 | 0 | 0 | 0 | 0 | 0 | 0 | 0 | 0 | 0 | 0 | 0 | 0 | 0 | 0 | 0 | 0 | 0
2020-05-05 18:27 | 0.00 | 0 | 0 | 0 | 0 | 0 | 0 | 0 | 0 | 0 | 0 | 0 | 0 | 0 | 0 | 0 | 0 | 0 | 0 | 0 | 0 | 0 | 0
2020-05-05 18:28 | 0.00 | 0 | 0 | 0 | 0 | 0 | 0 | 0 | 0 | 0 | 0 | 0 | 0 | 0 | 0 | 0 | 0 | 0 | 0 | 0 | 0 | 0 | 0
2020-05-05 18:29 | 0.00 | 0 | 0 | 0 | 0 | 0 | 0 | 0 | 0 | 0 | 0 | 0 | 0 | 0 | 0 | 0 | 0.076859 | 0 | 0 | 0 | 0 | 0 | 0
2020-05-05 18:30 | 0.00 | 24.5694 | 51.3763 | 28.7056 | 56.528 | 28.6676 | 18.8005 | 77.575 | 28.6244 | 49.7961 | 28.8204 | 25.5474 | 28.6498 | 18.7804 | 18.0183 | 28.8045 | 30.235 | 43.8897 | 44.032 | 44.032 | 18.0183 | 37.1815 | 14.5343
2020-05-05 18:31 | 0.00 | 103.0051 | 136.8612 | 107.0047 | 146.2665 | 106.9804 | 93.8847 | 172.6933 | 106.9524 | 134.4747 | 107.0764 | 101.333 | 106.9689 | 81.5696 | 80.2301 | 107.0666 | 107.4968 | 133.1495 | 133.2164 | 133.2164 | 80.2301 | 123.6631 | 73.7006
2020-05-05 18:32 | 0.00 | 184.1779 | 207.3698 | 184.7962 | 218.0004 | 184.8003 | 177.2547 | 239.3321 | 184.8038 | 205.0774 | 184.7782 | 179.1965 | 184.8019 | 152.3922 | 151.2304 | 184.7812 | 183.1346 | 210.5659 | 210.5064 | 210.5064 | 151.2304 | 202.798 | 145.5236
2020-05-05 18:33 | 0.00 | 191.5266 | 200.3706 | 190.2355 | 207.8653 | 190.2469 | 187.8332 | 218.4365 | 190.2586 | 198.9578 | 190.194 | 186.7498 | 190.2519 | 165.71 | 165.1011 | 190.2004 | 188.3423 | 205.3229 | 205.249 | 205.249 | 165.1011 | 201.7266 | 162.1228
2020-05-05 18:34 | 0.00 | 224.2645 | 222.773 | 221.8307 | 227.958 | 221.8645 | 222.2667 | 230.1762 | 221.9011 | 222.0077 | 221.7182 | 219.9128 | 221.8799 | 202.6857 | 202.4996 | 221.7348 | 220.2344 | 228.2473 | 228.1032 | 228.1032 | 202.4996 | 228.0755 | 201.5788
2020-05-05 18:35 | 0.00 | 315.9374 | 305.5488 | 310.309 | 313.0818 | 310.3926 | 315.1031 | 311.4892 | 310.4845 | 304.6702 | 310.039 | 308.0651 | 310.4309 | 281.4968 | 281.4814 | 310.0781 | 307.849 | 317.9897 | 317.6536 | 317.6536 | 281.4814 | 319.1469 | 281.3648
2020-05-05 18:36 | 0.00 | 315.6303 | 296.2452 | 309.2303 | 301.5047 | 309.313 | 315.9303 | 291.6951 | 309.404 | 295.9803 | 308.963 | 308.3463 | 309.3509 | 285.4529 | 285.7811 | 309.0017 | 306.7525 | 308.3728 | 308.0665 | 308.0665 | 285.7811 | 312.8583 | 287.3523
2020-05-05 18:37 | 0.00 | 296.1307 | 268.4131 | 289.5031 | 270.6934 | 289.5704 | 297.252 | 252.0488 | 289.6442 | 268.852 | 289.2845 | 290.1305 | 289.6012 | 272.5194 | 273.1747 | 289.3162 | 286.7279 | 278.5821 | 278.3617 | 278.3617 | 273.1747 | 286.713 | 276.3628
2020-05-05 18:38 | 0.00 | 254.4099 | 220.5391 | 248.5378 | 218.9516 | 248.5768 | 255.7669 | 191.7023 | 248.6191 | 221.754 | 248.4091 | 250.8147 | 248.5945 | 240.8679 | 241.8026 | 248.4279 | 245.4636 | 226.1384 | 226.0464 | 226.0464 | 241.8026 | 237.9923 | 246.3775
2020-05-05 18:39 | 0.00 | 195.2679 | 157.3772 | 190.9978 | 151.2672 | 191.0049 | 196.2769 | 116.5242 | 191.0117 | 159.398 | 190.9703 | 195.02 | 191.0078 | 194.4303 | 195.5999 | 190.9747 | 189.1086 | 156.1047 | 156.1399 | 156.1399 | 195.5999 | 171.6594 | 201.3407
2020-05-05 18:40 | 0.00 | 112.7966 | 77.1389 | 111.1515 | 67.5357 | 111.1284 | 112.8551 | 35.8063 | 111.1016 | 79.6248 | 111.2196 | 116.5469 | 111.1174 | 126.2031 | 127.4685 | 111.2103 | 111.557 | 68.3368 | 68.4659 | 68.4659 | 127.4685 | 84.8957 | 133.6996
2020-05-05 18:41 | 0.00 | 32.7952 | 16.6191 | 33.5634 | 12.5677 | 33.5259 | 31.9857 | 8.3005 | 33.4832 | 17.7701 | 33.677 | 37.5506 | 33.5083 | 50.2284 | 51.1046 | 33.6612 | 35.0612 | 11.7169 | 11.8707 | 11.8707 | 51.1046 | 17.1678 | 55.4772
2020-05-05 18:42 | 0.00 | 0.43082 | 0.3399 | 0.49636 | 0.3399 | 0.48977 | 0.38878 | 0.33374 | 0.48228 | 0.3399 | 0.51635 | 0.63951 | 0.48668 | 1.4233 | 1.4632 | 0.51357 | 0.8325 | 0.2934 | 0.31923 | 0.31923 | 1.4632 | 0.30387 | 1.6747
2020-05-05 18:43 | 0.00 | 0 | 0 | 0 | 0 | 0 | 0 | 0 | 0 | 0 | 0 | 0 | 0 | 0 | 0 | 0 | 0 | 0 | 0 | 0 | 0 | 0 | 0
2020-05-05 18:44 | 0.00 | 0 | 0 | 0 | 0 | 0 | 0 | 0 | 0 | 0 | 0 | 0 | 0 | 0 | 0 | 0 | 0 | 0 | 0 | 0 | 0 | 0 | 0
2020-05-05 18:45 | 0.00 | 0 | 0 | 0 | 0 | 0 | 0 | 0 | 0 | 0 | 0 | 0 | 0 | 0 | 0 | 0 | 0 | 0 | 0 | 0 | 0 | 0 | 0
2020-05-05 18:46 | 0.00 | 0 | 0 | 0 | 0 | 0 | 0 | 0 | 0 | 0 | 0 | 0 | 0 | 0 | 0 | 0 | 0 | 0 | 0 | 0 | 0 | 0 | 0
2020-05-05 18:47 | 0.00 | 0 | 0 | 0 | 0 | 0 | 0 | 0 | 0 | 0 | 0 | 0 | 0 | 0 | 0 | 0 | 0 | 0 | 0 | 0 | 0 | 0 | 0
2020-05-05 18:48 | 0.00 | 0 | 0 | 0 | 0 | 0 | 0 | 0 | 0 | 0 | 0 | 0 | 0 | 0 | 0 | 0 | 0 | 0 | 0 | 0 | 0 | 0 | 0
2020-05-05 18:49 | 0.00 | 0 | 0 | 0 | 0 | 0 | 0 | 0 | 0 | 0 | 0 | 0 | 0 | 0 | 0 | 0 | 0 | 0 | 0 | 0 | 0 | 0 | 0
2020-05-05 18:50 | 0.00 | 0 | 0 | 0 | 0 | 0 | 0 | 0 | 0 | 0 | 0 | 0 | 0 | 0 | 0 | 0 | 0 | 0 | 0 | 0 | 0 | 0 | 0
2020-05-05 18:51 | 0.00 | 0 | 0 | 0 | 0 | 0 | 0 | 0 | 0 | 0 | 0 | 0 | 0 | 0 | 0 | 0 | 0 | 0 | 0 | 0 | 0 | 0 | 0
2020-05-05 18:52 | 0.00 | 0 | 0 | 0 | 0 | 0 | 0 | 0 | 0 | 0 | 0 | 0 | 0 | 0 | 0 | 0 | 0 | 0 | 0 | 0 | 0 | 0 | 0
2020-05-05 18:53 | 0.00 | 0 | 0 | 0 | 0 | 0 | 0 | 0 | 0 | 0 | 0 | 0 | 0 | 0 | 0 | 0 | 0.11842 | 0 | 0 | 0 | 0 | 0 | 0
2020-05-05 18:54 | 0.00 | 29.3228 | 51.6137 | 32.9418 | 55.8218 | 32.9043 | 23.9737 | 72.5891 | 32.8616 | 50.3265 | 33.0554 | 30.2168 | 32.8867 | 24.0977 | 23.4106 | 33.0397 | 34.44 | 45.243 | 45.3836 | 45.3836 | 23.4106 | 39.8589 | 20.205
2020-05-05 18:55 | 0.00 | 84.4354 | 97.3267 | 86.3874 | 100.6271 | 86.3577 | 80.1175 | 110.1377 | 86.3236 | 96.4602 | 86.4763 | 84.3299 | 86.3436 | 77.0264 | 76.5235 | 86.464 | 87.2925 | 93.9624 | 94.074 | 94.074 | 76.5235 | 91.1351 | 74.1092
2020-05-05 18:56 | 0.00 | 162.2077 | 176.062 | 162.6791 | 182.7145 | 162.6747 | 157.2393 | 195.3346 | 162.6688 | 174.6456 | 162.6877 | 159.2155 | 162.6723 | 141.7187 | 141.0101 | 162.687 | 161.6593 | 177.1288 | 177.1233 | 177.1233 | 141.0101 | 172.9794 | 137.5442
2020-05-05 18:57 | 0.00 | 249.818 | 261.2494 | 247.7174 | 271.7055 | 247.7559 | 245.0973 | 286.0818 | 247.7977 | 259.3026 | 247.5902 | 242.9537 | 247.7734 | 213.5103 | 212.7055 | 247.6088 | 244.6453 | 269.0706 | 268.8755 | 268.8755 | 212.7055 | 264.0365 | 208.7377
2020-05-05 18:58 | 0.00 | 294.7784 | 294.6083 | 290.3798 | 304.2836 | 290.4479 | 292.162 | 311.0098 | 290.5226 | 293.1064 | 290.1589 | 286.679 | 290.4791 | 256.6711 | 256.2571 | 290.1909 | 287.623 | 306.0708 | 305.7713 | 305.7713 | 256.2571 | 303.9972 | 254.1972
2020-05-05 18:59 | 0.00 | 319.8251 | 308.9168 | 313.8964 | 316.9104 | 313.983 | 318.8474 | 315.2507 | 314.0781 | 307.9819 | 313.6171 | 311.5035 | 314.0226 | 283.3528 | 283.3312 | 313.6575 | 311.5048 | 321.9607 | 321.612 | 321.612 | 283.3312 | 323.2179 | 283.1857
2020-05-05 19:00 | 0.00 | 321.3614 | 300.8703 | 314.6572 | 306.3426 | 314.7444 | 321.6098 | 295.8536 | 314.8402 | 300.6036 | 314.3759 | 313.7532 | 314.7843 | 289.7319 | 290.0817 | 314.4165 | 312.2801 | 313.4549 | 313.1329 | 313.1329 | 290.0817 | 318.2867 | 291.7575
2020-05-05 19:01 | 0.00 | 300.8425 | 272.004 | 294.0768 | 274.1944 | 294.1476 | 301.8783 | 254.532 | 294.2253 | 272.4888 | 293.8471 | 294.7969 | 294.18 | 276.825 | 277.5152 | 293.8804 | 291.3639 | 282.1158 | 281.8857 | 281.8857 | 277.5152 | 290.7548 | 280.871
2020-05-05 19:02 | 0.00 | 259.1708 | 223.5224 | 253.16 | 221.5955 | 253.202 | 260.4543 | 192.557 | 253.2476 | 224.8403 | 253.0218 | 255.6489 | 253.2211 | 245.6908 | 246.6856 | 253.042 | 250.1015 | 228.8088 | 228.7108 | 228.7108 | 246.6856 | 241.5128 | 251.5516
2020-05-05 19:03 | 0.00 | 196.6289 | 156.5873 | 192.3318 | 149.7955 | 192.3394 | 197.5245 | 112.6512 | 192.3468 | 158.7738 | 192.3024 | 196.7004 | 192.3426 | 196.7466 | 197.9955 | 192.3071 | 190.4006 | 154.4653 | 154.5031 | 154.5031 | 197.9955 | 171.1877 | 204.1228
2020-05-05 19:04 | 0.00 | 115.4505 | 76.9021 | 113.9624 | 66.1324 | 113.9401 | 115.2534 | 31.6628 | 113.9142 | 79.6509 | 114.0278 | 119.9572 | 113.9295 | 131.2232 | 132.6117 | 114.0189 | 114.3049 | 66.4517 | 66.5817 | 66.5817 | 132.6117 | 84.6565 | 139.4392
2020-05-05 19:05 | 0.00 | 31.9319 | 13.2542 | 33.0522 | 8.5321 | 33.0146 | 30.8337 | 3.9121 | 32.9719 | 14.595 | 33.1658 | 37.876 | 32.997 | 53.6441 | 54.7048 | 33.1501 | 34.5523 | 7.5845 | 7.7388 | 7.7388 | 54.7048 | 13.6656 | 59.9843
2020-05-05 19:06 | 0.00 | 0.2543 | 0.12072 | 0.36166 | 0.12072 | 0.35506 | 0.19162 | 0.11824 | 0.34757 | 0.12072 | 0.38165 | 0.59841 | 0.35197 | 1.9025 | 1.9727 | 0.37887 | 0.63688 | 0.082632 | 0.10847 | 0.10847 | 1.9727 | 0.088836 | 2.3359
2020-05-05 19:07 | 0.00 | 0 | 0 | 0 | 0 | 0 | 0 | 0 | 0 | 0 | 0 | 0 | 0 | 0 | 0 | 0 | 0 | 0 | 0 | 0 | 0 | 0 | 0
2020-05-05 19:08 | 0.00 | 0 | 0 | 0 | 0 | 0 | 0 | 0 | 0 | 0 | 0 | 0 | 0 | 0 | 0 | 0 | 0 | 0 | 0 | 0 | 0 | 0 | 0
2020-05-05 19:09 | 0.00 | 0 | 0 | 0 | 0 | 0 | 0 | 0 | 0 | 0 | 0 | 0 | 0 | 0 | 0 | 0 | 0 | 0 | 0 | 0 | 0 | 0 | 0
2020-05-05 19:10 | 0.00 | 0 | 0 | 0 | 0 | 0 | 0 | 0 | 0 | 0 | 0 | 0 | 0 | 0 | 0 | 0 | 0 | 0 | 0 | 0 | 0 | 0 | 0
2020-05-05 19:11 | 0.00 | 0 | 0 | 0 | 0 | 0 | 0 | 0 | 0 | 0 | 0 | 0 | 0 | 0 | 0 | 0 | 0 | 0 | 0 | 0 | 0 | 0 | 0
2020-05-05 19:12 | 0.00 | 0 | 0 | 0 | 0 | 0 | 0 | 0 | 0 | 0 | 0 | 0 | 0 | 0 | 0 | 0 | 0 | 0 | 0 | 0 | 0 | 0 | 0
2020-05-05 19:13 | 0.00 | 0 | 0 | 0 | 0 | 0 | 0 | 0 | 0 | 0 | 0 | 0 | 0 | 0 | 0 | 0 | 0 | 0 | 0 | 0 | 0 | 0 | 0
2020-05-05 19:14 | 0.00 | 0 | 0 | 0 | 0 | 0 | 0 | 0 | 0 | 0 | 0 | 0 | 0 | 0 | 0 | 0 | 0 | 0 | 0 | 0 | 0 | 0 | 0
2020-05-05 19:15 | 0.00 | 0 | 0 | 0 | 0 | 0 | 0 | 0 | 0 | 0 | 0 | 0 | 0 | 0 | 0 | 0 | 0 | 0 | 0 | 0 | 0 | 0 | 0
2020-05-05 19:16 | 0.00 | 0 | 0 | 0 | 0 | 0 | 0 | 0 | 0 | 0 | 0 | 0 | 0 | 0 | 0 | 0 | 0 | 0 | 0 | 0 | 0 | 0 | 0
2020-05-05 19:17 | 0.00 | 0 | 0 | 0 | 0 | 0 | 0 | 0 | 0 | 0 | 0 | 0 | 0 | 0 | 0 | 0 | 0.087028 | 0 | 0 | 0 | 0 | 0 | 0
2020-05-05 19:18 | 0.00 | 25.9452 | 47.9901 | 29.61 | 52.0267 | 29.5723 | 20.5926 | 68.4485 | 29.5293 | 46.7372 | 29.7243 | 26.9543 | 29.5546 | 21.1482 | 20.4688 | 29.7085 | 31.1255 | 41.4254 | 41.5676 | 41.5676 | 20.4688 | 36.1966 | 17.2935
2020-05-05 19:19 | 0.00 | 106.2358 | 141.0017 | 110.7954 | 150.0717 | 110.7721 | 96.4267 | 176.4897 | 110.7453 | 138.6439 | 110.8637 | 105.2088 | 110.7611 | 86.1491 | 84.8017 | 110.8544 | 111.2083 | 135.6942 | 135.7577 | 135.7577 | 84.8017 | 126.4881 | 78.2214
2020-05-05 19:20 | 0.00 | 165.4202 | 186.9714 | 166.5996 | 195.9878 | 166.5953 | 158.5823 | 214.9047 | 166.5895 | 184.9781 | 166.608 | 161.7451 | 166.593 | 139.1485 | 138.1149 | 166.6073 | 165.5727 | 187.9888 | 187.973 | 187.973 | 138.1149 | 181.402 | 133.045
2020-05-05 19:21 | 0.00 | 241.8529 | 252.3181 | 240.2789 | 261.5302 | 240.3134 | 237.0879 | 274.1892 | 240.3508 | 250.5948 | 240.1641 | 236.0844 | 240.3291 | 210.0415 | 209.3347 | 240.181 | 237.4606 | 258.254 | 258.0835 | 258.0835 | 209.3347 | 254.1102 | 205.8488
2020-05-05 19:22 | 0.00 | 290.6298 | 290.9501 | 286.7514 | 300.0014 | 286.8166 | 287.6918 | 306.3522 | 286.8881 | 289.533 | 286.5394 | 283.2671 | 286.8465 | 255.0287 | 254.6334 | 286.5701 | 283.9402 | 300.9126 | 300.6289 | 300.6289 | 254.6334 | 299.1496 | 252.6619
2020-05-05 19:23 | 0.00 | 313.8631 | 304.8374 | 309.1349 | 311.5691 | 309.218 | 312.2225 | 309.781 | 309.3094 | 304.0464 | 308.8665 | 307.1219 | 309.2561 | 282.7227 | 282.7116 | 308.9053 | 306.6959 | 314.6921 | 314.3644 | 314.3644 | 282.7116 | 316.2784 | 282.6035
2020-05-05 19:24 | 0.00 | 313.5566 | 295.3674 | 307.845 | 300.076 | 307.9267 | 313.197 | 290.2687 | 308.0166 | 295.1535 | 307.5808 | 307.0983 | 307.9642 | 285.6153 | 285.9369 | 307.619 | 305.3551 | 305.4963 | 305.1986 | 305.1986 | 285.9369 | 310.2741 | 287.4682
2020-05-05 19:25 | 0.00 | 291.1254 | 266.3003 | 285.507 | 268.1102 | 285.5721 | 291.4198 | 250.7739 | 285.6434 | 266.728 | 285.2955 | 286.1552 | 285.6018 | 270.2716 | 270.8731 | 285.3262 | 282.7489 | 274.0244 | 273.8135 | 273.8135 | 270.8731 | 281.9389 | 273.7899
2020-05-05 19:26 | 0.00 | 259.7671 | 228.4499 | 254.7812 | 226.5308 | 254.8245 | 260.2681 | 200.3885 | 254.8716 | 229.6422 | 254.6387 | 257.0536 | 254.8442 | 248.2524 | 249.1424 | 254.6595 | 251.7584 | 231.8513 | 231.7454 | 231.7454 | 249.1424 | 243.5857 | 253.4813
2020-05-05 19:27 | 0.00 | 190.7335 | 155.21 | 187.204 | 148.8819 | 187.2091 | 191.0694 | 115.2065 | 187.2137 | 157.1968 | 187.1826 | 191.1681 | 187.2111 | 191.4853 | 192.6007 | 187.1861 | 185.4636 | 152.1743 | 152.2159 | 152.2159 | 192.6007 | 167.5124 | 198.0711
2020-05-05 19:28 | 0.00 | 114.1622 | 81.1635 | 113.1904 | 71.5948 | 113.168 | 113.5049 | 40.9717 | 113.142 | 83.5707 | 113.2561 | 118.409 | 113.1573 | 128.333 | 129.5263 | 113.2472 | 113.5405 | 70.9855 | 71.1124 | 71.1124 | 129.5263 | 87.1132 | 135.3952
2020-05-05 19:29 | 0.00 | 34.5867 | 18.9736 | 35.7268 | 14.7079 | 35.6894 | 33.3564 | 10.3264 | 35.6468 | 20.1585 | 35.8399 | 39.7288 | 35.6718 | 52.7855 | 53.641 | 35.8242 | 37.2149 | 13.4985 | 13.6521 | 13.6521 | 53.641 | 18.9075 | 57.9035
2020-05-05 19:30 | 0.00 | 0.77108 | 0.63793 | 0.87715 | 0.63793 | 0.86397 | 0.69699 | 0.62495 | 0.84899 | 0.63793 | 0.91712 | 1.1017 | 0.85779 | 2.4041 | 2.4642 | 0.91157 | 1.4273 | 0.55035 | 0.59508 | 0.59508 | 2.4642 | 0.56512 | 2.7872
2020-05-05 19:31 | 0.00 | 0 | 0 | 0 | 0 | 0 | 0 | 0 | 0 | 0 | 0 | 0 | 0 | 0 | 0 | 0 | 0 | 0 | 0 | 0 | 0 | 0 | 0
2020-05-05 19:32 | 0.00 | 0 | 0 | 0 | 0 | 0 | 0 | 0 | 0 | 0 | 0 | 0 | 0 | 0 | 0 | 0 | 0 | 0 | 0 | 0 | 0 | 0 | 0
2020-05-05 19:33 | 0.00 | 0 | 0 | 0 | 0 | 0 | 0 | 0 | 0 | 0 | 0 | 0 | 0 | 0 | 0 | 0 | 0 | 0 | 0 | 0 | 0 | 0 | 0
2020-05-05 19:34 | 0.00 | 0 | 0 | 0 | 0 | 0 | 0 | 0 | 0 | 0 | 0 | 0 | 0 | 0 | 0 | 0 | 0 | 0 | 0 | 0 | 0 | 0 | 0
2020-05-05 19:35 | 0.00 | 0 | 0 | 0 | 0 | 0 | 0 | 0 | 0 | 0 | 0 | 0 | 0 | 0 | 0 | 0 | 0 | 0 | 0 | 0 | 0 | 0 | 0
2020-05-05 19:36 | 0.00 | 0 | 0 | 0 | 0 | 0 | 0 | 0 | 0 | 0 | 0 | 0 | 0 | 0 | 0 | 0 | 0 | 0 | 0 | 0 | 0 | 0 | 0
2020-05-05 19:37 | 0.00 | 0 | 0 | 0 | 0 | 0 | 0 | 0 | 0 | 0 | 0 | 0 | 0 | 0 | 0 | 0 | 0 | 0 | 0 | 0 | 0 | 0 | 0
2020-05-05 19:38 | 0.00 | 0 | 0 | 0 | 0 | 0 | 0 | 0 | 0 | 0 | 0 | 0 | 0 | 0 | 0 | 0 | 0 | 0 | 0 | 0 | 0 | 0 | 0
2020-05-05 19:39 | 0.00 | 0 | 0 | 0 | 0 | 0 | 0 | 0 | 0 | 0 | 0 | 0 | 0 | 0 | 0 | 0 | 0 | 0 | 0 | 0 | 0 | 0 | 0
2020-05-05 19:40 | 0.00 | 0 | 0 | 0 | 0 | 0 | 0 | 0 | 0 | 0 | 0 | 0 | 0 | 0 | 0 | 0 | 0 | 0 | 0 | 0 | 0 | 0 | 0
2020-05-05 19:41 | 0.00 | 0 | 0 | 0 | 0 | 0 | 0 | 0 | 0 | 0 | 0 | 0 | 0 | 0 | 0 | 0 | 0.080593 | 0 | 0 | 0 | 0 | 0 | 0
2020-05-05 19:42 | 0.00 | 25.9291 | 51.6248 | 30.2884 | 56.0874 | 30.2507 | 19.8475 | 75.222 | 30.2077 | 50.194 | 30.4027 | 27.3385 | 30.2329 | 21.2555 | 20.4955 | 30.3869 | 31.8042 | 43.3864 | 43.5284 | 43.5284 | 20.4955 | 37.4441 | 16.9584
2020-05-05 19:43 | 0.00 | 105.8082 | 141.0161 | 110.6473 | 149.8858 | 110.624 | 95.6714 | 176.1835 | 110.5971 | 138.6787 | 110.7158 | 105.0998 | 110.613 | 86.4078 | 85.0529 | 110.7065 | 111.0631 | 134.95 | 135.0145 | 135.0145 | 85.0529 | 125.875 | 78.4295
2020-05-05 19:44 | 0.00 | 185.0591 | 209.3954 | 186.4955 | 219.4124 | 186.5002 | 177.2029 | 240.4727 | 186.5045 | 207.1697 | 186.475 | 181.0718 | 186.5021 | 155.6581 | 154.4974 | 186.4784 | 184.7776 | 210.2635 | 210.2048 | 210.2048 | 154.4974 | 202.9507 | 148.7843
2020-05-05 19:45 | 0.00 | 246.0758 | 257.9329 | 244.5745 | 267.6727 | 244.611 | 240.8875 | 281.4607 | 244.6505 | 256.0868 | 244.4537 | 240.0653 | 244.6275 | 212.4198 | 211.6391 | 244.4715 | 241.4925 | 263.9533 | 263.7717 | 263.7717 | 211.6391 | 259.3771 | 207.7845
2020-05-05 19:46 | 0.00 | 275.5832 | 276.4994 | 272.4629 | 284.4238 | 272.5182 | 272.4485 | 290.0931 | 272.5787 | 275.2403 | 272.2825 | 269.3617 | 272.5435 | 244.2879 | 243.921 | 272.3087 | 269.5418 | 284.3218 | 284.0836 | 284.0836 | 243.921 | 282.9538 | 242.0921
2020-05-05 19:47 | 0.00 | 237.1908 | 233.6515 | 235.755 | 236.4897 | 235.7919 | 234.7497 | 234.8433 | 235.8319 | 233.3105 | 235.6328 | 234.8711 | 235.8086 | 222.9791 | 222.9691 | 235.6508 | 233.6804 | 235.2557 | 235.119 | 235.119 | 222.9691 | 237.103 | 222.8898
2020-05-05 19:48 | 0.00 | 300.3128 | 289.3544 | 297.1298 | 292.5771 | 297.2087 | 298.5133 | 286.0415 | 297.2952 | 289.1654 | 296.8749 | 296.5721 | 297.2447 | 280.9424 | 281.1487 | 296.9118 | 295.1384 | 293.9306 | 293.645 | 293.645 | 281.1487 | 297.7837 | 282.0839
2020-05-05 19:49 | 0.00 | 166.2603 | 165.0056 | 166.6872 | 165.1155 | 166.6833 | 163.7922 | 162.7174 | 166.678 | 165.0237 | 166.6942 | 166.6603 | 166.6812 | 163.3619 | 163.382 | 166.6937 | 165.628 | 161.795 | 161.8222 | 161.8222 | 163.382 | 164.0068 | 163.4872
2020-05-05 19:50 | 0.00 | 113.431 | 113.046 | 113.9072 | 113.0282 | 113.8843 | 111.5856 | 111.5576 | 113.8577 | 113.0592 | 113.9747 | 113.855 | 113.8734 | 111.9234 | 111.907 | 113.9655 | 114.298 | 110.2784 | 110.3741 | 110.3741 | 111.907 | 111.7928 | 111.8632
2020-05-05 19:51 | 0.00 | 130.9957 | 118.3669 | 129.8993 | 116.3715 | 129.8857 | 130.1414 | 104.0765 | 129.8695 | 119.0327 | 129.9373 | 131.1805 | 129.8791 | 129.7368 | 130.1093 | 129.9323 | 129.6084 | 116.138 | 116.2164 | 116.2164 | 130.1093 | 122.205 | 131.9655
2020-05-05 19:52 | 0.00 | 53.0632 | 52.6606 | 53.3239 | 52.5353 | 53.2881 | 52.1524 | 51.6284 | 53.2474 | 52.6908 | 53.4317 | 53.3044 | 53.2713 | 52.6051 | 52.5806 | 53.4168 | 54.6852 | 50.9963 | 51.1378 | 51.1378 | 52.5806 | 51.8831 | 52.5194
2020-05-05 19:53 | 0.00 | 24.7821 | 21.0588 | 25.2995 | 20.1519 | 25.261 | 24.0785 | 18.9988 | 25.2173 | 21.306 | 25.416 | 26.3918 | 25.243 | 30.2958 | 30.5193 | 25.3998 | 26.8681 | 19.2315 | 19.3838 | 19.3838 | 30.5193 | 20.6267 | 31.6842
2020-05-05 19:54 | 0.00 | 0.82648 | 0.69506 | 0.93956 | 0.69506 | 0.93297 | 0.74481 | 0.68547 | 0.92549 | 0.69506 | 0.95952 | 1.1415 | 0.92989 | 2.3395 | 2.3937 | 0.95674 | 1.4525 | 0.64075 | 0.66656 | 0.66656 | 2.3937 | 0.65518 | 2.6866
2020-05-05 19:55 | 0.00 | 0 | 0 | 0 | 0 | 0 | 0 | 0 | 0 | 0 | 0 | 0 | 0 | 0 | 0 | 0 | 0 | 0 | 0 | 0 | 0 | 0 | 0
2020-05-05 19:56 | 0.00 | 0 | 0 | 0 | 0 | 0 | 0 | 0 | 0 | 0 | 0 | 0 | 0 | 0 | 0 | 0 | 0 | 0 | 0 | 0 | 0 | 0 | 0
2020-05-05 19:57 | 0.00 | 0 | 0 | 0 | 0 | 0 | 0 | 0 | 0 | 0 | 0 | 0 | 0 | 0 | 0 | 0 | 0 | 0 | 0 | 0 | 0 | 0 | 0
2020-05-05 19:58 | 0.00 | 0 | 0 | 0 | 0 | 0 | 0 | 0 | 0 | 0 | 0 | 0 | 0 | 0 | 0 | 0 | 0 | 0 | 0 | 0 | 0 | 0 | 0
2020-05-05 19:59 | 0.00 | 0 | 0 | 0 | 0 | 0 | 0 | 0 | 0 | 0 | 0 | 0 | 0 | 0 | 0 | 0 | 0 | 0 | 0 | 0 | 0 | 0 | 0
2020-05-05 20:00 | 0.00 | 0 | 0 | 0 | 0 | 0 | 0 | 0 | 0 | 0 | 0 | 0 | 0 | 0 | 0 | 0 | 0 | 0 | 0 | 0 | 0 | 0 | 0
2020-05-05 20:01 | 0.00 | 0 | 0 | 0 | 0 | 0 | 0 | 0 | 0 | 0 | 0 | 0 | 0 | 0 | 0 | 0 | 0 | 0 | 0 | 0 | 0 | 0 | 0
2020-05-05 20:02 | 0.00 | 0 | 0 | 0 | 0 | 0 | 0 | 0 | 0 | 0 | 0 | 0 | 0 | 0 | 0 | 0 | 0 | 0 | 0 | 0 | 0 | 0 | 0
2020-05-05 20:03 | 0.00 | 0 | 0 | 0 | 0 | 0 | 0 | 0 | 0 | 0 | 0 | 0 | 0 | 0 | 0 | 0 | 0 | 0 | 0 | 0 | 0 | 0 | 0
2020-05-05 20:04 | 0.00 | 0 | 0 | 0 | 0 | 0 | 0 | 0 | 0 | 0 | 0 | 0 | 0 | 0 | 0 | 0 | 0 | 0 | 0 | 0 | 0 | 0 | 0
2020-05-05 20:05 | 0.00 | 0 | 0 | 0 | 0 | 0 | 0 | 0 | 0 | 0 | 0 | 0 | 0 | 0 | 0 | 0 | 0.17988 | 0 | 0 | 0 | 0 | 0 | 0
2020-05-05 20:06 | 0.00 | 26.6621 | 53.4864 | 31.3223 | 57.9382 | 31.2846 | 20.311 | 77.7635 | 31.2417 | 52.0211 | 31.4365 | 28.3333 | 31.2669 | 22.3992 | 21.6172 | 31.4206 | 32.8345 | 44.3408 | 44.4829 | 44.4829 | 21.6172 | 38.3179 | 17.9796
2020-05-05 20:07 | 0.00 | 104.5002 | 139.0584 | 109.4612 | 147.4943 | 109.4376 | 94.3421 | 172.9881 | 109.4103 | 136.8067 | 109.5308 | 104.1252 | 109.4264 | 86.3626 | 85.0454 | 109.5213 | 109.9027 | 132.3876 | 132.4554 | 132.4554 | 85.0454 | 123.7338 | 78.6039
2020-05-05 20:08 | 0.00 | 183.6316 | 207.8712 | 185.3164 | 217.502 | 185.3206 | 175.6004 | 238.0987 | 185.3242 | 205.7089 | 185.2979 | 180.0594 | 185.3222 | 155.6095 | 154.474 | 185.301 | 183.6442 | 207.9056 | 207.8518 | 207.8518 | 154.474 | 200.9031 | 148.8832
2020-05-05 20:09 | 0.00 | 244.1791 | 256.2973 | 242.9371 | 265.7839 | 242.9726 | 238.7427 | 279.4007 | 243.011 | 254.4842 | 242.8196 | 238.5135 | 242.9886 | 211.5102 | 210.7359 | 242.8368 | 239.857 | 261.5444 | 261.369 | 261.369 | 210.7359 | 257.1485 | 206.9119
2020-05-05 20:10 | 0.00 | 286.6964 | 287.6943 | 283.3081 | 296.2852 | 283.3708 | 283.3272 | 302.4612 | 283.4395 | 286.3293 | 283.1041 | 279.9537 | 283.3995 | 252.7887 | 252.3937 | 283.1337 | 280.4586 | 296.2371 | 295.9672 | 295.9672 | 252.3937 | 294.7249 | 250.421
2020-05-05 20:11 | 0.00 | 309.0476 | 300.071 | 304.3172 | 306.9201 | 304.396 | 307.2494 | 305.1694 | 304.4825 | 299.2597 | 304.0625 | 302.2446 | 304.4321 | 277.2976 | 277.2744 | 304.0993 | 301.7543 | 309.8372 | 309.5266 | 309.5266 | 277.2744 | 311.477 | 277.1162
2020-05-05 20:12 | 0.00 | 309.7665 | 292.7021 | 304.639 | 296.9663 | 304.7182 | 308.939 | 287.2829 | 304.805 | 292.5258 | 304.3832 | 303.9971 | 304.7544 | 283.7477 | 284.0599 | 304.4203 | 302.0882 | 301.2687 | 300.9836 | 300.9836 | 284.0599 | 306.1799 | 285.5417
2020-05-05 20:13 | 0.00 | 282.7627 | 261.5114 | 278.2656 | 262.8967 | 278.3258 | 282.2327 | 247.3983 | 278.3918 | 261.9027 | 278.0694 | 278.8808 | 278.3534 | 264.9305 | 265.4578 | 278.0979 | 275.4763 | 266.7447 | 266.5517 | 266.5517 | 265.4578 | 274.1756 | 268.0049
2020-05-05 20:14 | 0.00 | 234.7953 | 211.8715 | 231.7407 | 209.9195 | 231.7696 | 234.0213 | 189.6463 | 231.8006 | 212.8251 | 231.6441 | 233.5862 | 231.7826 | 227.4144 | 228.0854 | 231.6584 | 228.8272 | 211.7997 | 211.7387 | 211.7387 | 228.0854 | 221.4832 | 231.3566
2020-05-05 20:15 | 0.00 | 156.8477 | 147.1468 | 156.515 | 145.2541 | 156.507 | 155.0686 | 134.9414 | 156.4971 | 147.7115 | 156.535 | 157.6341 | 156.503 | 156.3775 | 156.6837 | 156.5326 | 155.7672 | 143.2496 | 143.3044 | 143.3044 | 156.6837 | 148.873 | 158.2006
2020-05-05 20:16 | 0.00 | 102.6946 | 95.2142 | 102.9263 | 92.9354 | 102.9012 | 101.1627 | 84.767 | 102.8723 | 95.7751 | 103.0006 | 104.0845 | 102.8893 | 105.246 | 105.5 | 102.9904 | 103.481 | 90.6045 | 90.7173 | 90.7173 | 105.5 | 95.3551 | 106.783
2020-05-05 20:17 | 0.00 | 32.1209 | 30.1191 | 32.4702 | 29.4547 | 32.4324 | 31.4219 | 28.7465 | 32.3895 | 30.2852 | 32.5844 | 32.9299 | 32.4147 | 34.3 | 34.3747 | 32.5686 | 33.9847 | 28.3129 | 28.4625 | 28.4625 | 34.3747 | 29.4773 | 34.8037
2020-05-05 20:18 | 0.00 | 0.80321 | 0.73669 | 0.86402 | 0.73669 | 0.85743 | 0.75375 | 0.72558 | 0.84995 | 0.73669 | 0.88398 | 0.95719 | 0.85435 | 1.5363 | 1.5588 | 0.88121 | 1.3171 | 0.6789 | 0.7047 | 0.7047 | 1.5588 | 0.69509 | 1.6937
2020-05-05 20:19 | 0.00 | 0 | 0 | 0 | 0 | 0 | 0 | 0 | 0 | 0 | 0 | 0 | 0 | 0 | 0 | 0 | 0 | 0 | 0 | 0 | 0 | 0 | 0
2020-05-05 20:20 | 0.00 | 0 | 0 | 0 | 0 | 0 | 0 | 0 | 0 | 0 | 0 | 0 | 0 | 0 | 0 | 0 | 0 | 0 | 0 | 0 | 0 | 0 | 0
2020-05-05 20:21 | 0.00 | 0 | 0 | 0 | 0 | 0 | 0 | 0 | 0 | 0 | 0 | 0 | 0 | 0 | 0 | 0 | 0 | 0 | 0 | 0 | 0 | 0 | 0
2020-05-05 20:22 | 0.00 | 0 | 0 | 0 | 0 | 0 | 0 | 0 | 0 | 0 | 0 | 0 | 0 | 0 | 0 | 0 | 0 | 0 | 0 | 0 | 0 | 0 | 0
2020-05-05 20:23 | 0.00 | 0 | 0 | 0 | 0 | 0 | 0 | 0 | 0 | 0 | 0 | 0 | 0 | 0 | 0 | 0 | 0 | 0 | 0 | 0 | 0 | 0 | 0
2020-05-05 20:24 | 0.00 | 0 | 0 | 0 | 0 | 0 | 0 | 0 | 0 | 0 | 0 | 0 | 0 | 0 | 0 | 0 | 0 | 0 | 0 | 0 | 0 | 0 | 0
2020-05-05 20:25 | 0.00 | 0 | 0 | 0 | 0 | 0 | 0 | 0 | 0 | 0 | 0 | 0 | 0 | 0 | 0 | 0 | 0 | 0 | 0 | 0 | 0 | 0 | 0
2020-05-05 20:26 | 0.00 | 0 | 0 | 0 | 0 | 0 | 0 | 0 | 0 | 0 | 0 | 0 | 0 | 0 | 0 | 0 | 0 | 0 | 0 | 0 | 0 | 0 | 0
2020-05-05 20:27 | 0.00 | 0 | 0 | 0 | 0 | 0 | 0 | 0 | 0 | 0 | 0 | 0 | 0 | 0 | 0 | 0 | 0 | 0 | 0 | 0 | 0 | 0 | 0
2020-05-05 20:28 | 0.00 | 0 | 0 | 0 | 0 | 0 | 0 | 0 | 0 | 0 | 0 | 0 | 0 | 0 | 0 | 0 | 0 | 0 | 0 | 0 | 0 | 0 | 0
2020-05-05 20:29 | 0.00 | 0.022212 | 0.020125 | 0.02196 | 0.020348 | 0.015363 | 0.022349 | 0.017756 | 0.0078659 | 0.02003 | 0.041964 | 0.0076007 | 0.01227 | 0.010575 | 0.00317 | 0.039185 | 0.29747 | 0 | 0.0032023 | 0.0032023 | 0.00317 | 0 | 0
2020-05-05 20:30 | 0.00 | 27.0752 | 48.2747 | 30.8853 | 51.6884 | 30.8475 | 21.8 | 67.0959 | 30.8045 | 47.1356 | 30.9996 | 28.5204 | 30.8297 | 23.826 | 23.1905 | 30.9837 | 32.4022 | 40.6245 | 40.7684 | 40.7684 | 23.1905 | 36.0549 | 20.2251
2020-05-05 20:31 | 0.00 | 102.4016 | 133.7546 | 107.1051 | 141.2021 | 107.0808 | 92.9071 | 164.0909 | 107.0528 | 131.7435 | 107.1768 | 102.3521 | 107.0693 | 86.6233 | 85.4383 | 107.1671 | 107.5979 | 126.9232 | 126.9978 | 126.9978 | 85.4383 | 119.3645 | 79.645
2020-05-05 20:32 | 0.00 | 180.754 | 203.9649 | 182.6122 | 212.9061 | 182.6151 | 172.7892 | 232.2864 | 182.6175 | 201.939 | 182.5974 | 177.7023 | 182.6162 | 154.9572 | 153.8893 | 182.6 | 181.0307 | 203.1445 | 203.0998 | 203.0998 | 153.8893 | 196.7489 | 148.6317
2020-05-05 20:33 | 0.00 | 224.8605 | 235.5531 | 224.3217 | 243.1574 | 224.346 | 219.6217 | 254.2831 | 224.3721 | 234.0749 | 224.2391 | 220.7229 | 224.357 | 198.8772 | 198.235 | 224.2514 | 221.4761 | 238.311 | 238.191 | 238.191 | 198.235 | 235.071 | 195.0665
2020-05-05 20:34 | 0.00 | 237.4135 | 237.8796 | 236.5389 | 241.5469 | 236.5724 | 234.0766 | 243.0507 | 236.6087 | 237.298 | 236.4275 | 235.1048 | 236.5876 | 221.839 | 221.6819 | 236.4439 | 233.8608 | 238.8286 | 238.6995 | 238.6995 | 221.6819 | 239.5405 | 220.8804
2020-05-05 20:35 | 0.00 | 295.6175 | 288.7931 | 292.5138 | 293.659 | 292.5868 | 293.1742 | 291.3527 | 292.6669 | 288.2302 | 292.2775 | 291.0856 | 292.6202 | 272.0566 | 272.0702 | 292.3117 | 290.2709 | 294.2377 | 293.9597 | 293.9597 | 272.0702 | 296.3961 | 272.0751
2020-05-05 20:36 | 0.00 | 309.3539 | 292.8927 | 304.5271 | 296.9494 | 304.606 | 308.238 | 287.3591 | 304.6927 | 292.7313 | 304.2719 | 303.9298 | 304.6422 | 284.2265 | 284.5327 | 304.3088 | 301.9659 | 300.6207 | 300.338 | 300.338 | 284.5327 | 305.6174 | 285.9817
2020-05-05 20:37 | 0.00 | 223.0342 | 214.2856 | 221.5952 | 215.0126 | 221.6215 | 221.0916 | 207.7547 | 221.6498 | 214.4209 | 221.5064 | 221.767 | 221.6334 | 213.8861 | 214.0966 | 221.5195 | 219.5488 | 214.1813 | 214.1026 | 214.1026 | 214.0966 | 218.4363 | 215.1094
2020-05-05 20:38 | 0.00 | 206.8015 | 193.1872 | 205.2398 | 192.1612 | 205.2552 | 205.241 | 179.6426 | 205.2713 | 193.7318 | 205.1857 | 206.2742 | 205.262 | 201.194 | 201.5863 | 205.1939 | 203.1187 | 191.724 | 191.6979 | 191.6979 | 201.5863 | 198.2212 | 203.5026
2020-05-05 20:39 | 0.00 | 89.1915 | 88.8317 | 89.5844 | 88.7771 | 89.556 | 87.714 | 87.5205 | 89.5235 | 88.8498 | 89.6688 | 89.5384 | 89.5426 | 88.0811 | 88.0597 | 89.6572 | 90.384 | 86.499 | 86.6141 | 86.6141 | 88.0597 | 87.7573 | 88.0009
2020-05-05 20:40 | 0.00 | 31.7047 | 31.6749 | 31.8628 | 31.6723 | 31.8247 | 31.1544 | 31.2951 | 31.7815 | 31.6755 | 31.9779 | 31.774 | 31.8069 | 31.2514 | 31.209 | 31.9619 | 33.3987 | 30.6391 | 30.7886 | 30.7886 | 31.209 | 31.0907 | 31.0645
2020-05-05 20:41 | 0.00 | 24.1278 | 21.7489 | 24.5019 | 21.0373 | 24.4633 | 23.5064 | 20.2173 | 24.4194 | 21.9453 | 24.6187 | 25.086 | 24.4452 | 27.0488 | 27.1486 | 24.6025 | 26.0784 | 20.0801 | 20.2325 | 20.2325 | 27.1486 | 21.1814 | 27.7027
2020-05-05 20:42 | 0.00 | 1.1771 | 1.1713 | 1.1846 | 1.1713 | 1.178 | 1.1555 | 1.1543 | 1.1705 | 1.1713 | 1.2045 | 1.1735 | 1.1749 | 1.1726 | 1.1661 | 1.2018 | 1.6119 | 1.1001 | 1.1259 | 1.1259 | 1.1661 | 1.1231 | 1.1453
2020-05-05 20:43 | 0.00 | 0 | 0 | 0 | 0 | 0 | 0 | 0 | 0 | 0 | 0 | 0 | 0 | 0 | 0 | 0 | 0 | 0 | 0 | 0 | 0 | 0 | 0
2020-05-05 20:44 | 0.00 | 0 | 0 | 0 | 0 | 0 | 0 | 0 | 0 | 0 | 0 | 0 | 0 | 0 | 0 | 0 | 0 | 0 | 0 | 0 | 0 | 0 | 0
2020-05-05 20:45 | 0.00 | 0 | 0 | 0 | 0 | 0 | 0 | 0 | 0 | 0 | 0 | 0 | 0 | 0 | 0 | 0 | 0 | 0 | 0 | 0 | 0 | 0 | 0
2020-05-05 20:46 | 0.00 | 0 | 0 | 0 | 0 | 0 | 0 | 0 | 0 | 0 | 0 | 0 | 0 | 0 | 0 | 0 | 0 | 0 | 0 | 0 | 0 | 0 | 0
2020-05-05 20:47 | 0.00 | 0 | 0 | 0 | 0 | 0 | 0 | 0 | 0 | 0 | 0 | 0 | 0 | 0 | 0 | 0 | 0 | 0 | 0 | 0 | 0 | 0 | 0
2020-05-05 20:48 | 0.00 | 0 | 0 | 0 | 0 | 0 | 0 | 0 | 0 | 0 | 0 | 0 | 0 | 0 | 0 | 0 | 0 | 0 | 0 | 0 | 0 | 0 | 0
2020-05-05 20:49 | 0.00 | 0 | 0 | 0 | 0 | 0 | 0 | 0 | 0 | 0 | 0 | 0 | 0 | 0 | 0 | 0 | 0 | 0 | 0 | 0 | 0 | 0 | 0
2020-05-05 20:50 | 0.00 | 0 | 0 | 0 | 0 | 0 | 0 | 0 | 0 | 0 | 0 | 0 | 0 | 0 | 0 | 0 | 0 | 0 | 0 | 0 | 0 | 0 | 0
2020-05-05 20:51 | 0.00 | 0 | 0 | 0 | 0 | 0 | 0 | 0 | 0 | 0 | 0 | 0 | 0 | 0 | 0 | 0 | 0 | 0 | 0 | 0 | 0 | 0 | 0
2020-05-05 20:52 | 0.00 | 0 | 0 | 0 | 0 | 0 | 0 | 0 | 0 | 0 | 0 | 0 | 0 | 0 | 0 | 0 | 0 | 0 | 0 | 0 | 0 | 0 | 0
2020-05-05 20:53 | 0.00 | 0 | 0 | 0 | 0 | 0 | 0 | 0 | 0 | 0 | 0 | 0 | 0 | 0 | 0 | 0 | 0.23801 | 0 | 0 | 0 | 0 | 0 | 0
2020-05-05 20:54 | 0.00 | 26.6412 | 39.464 | 29.0537 | 41.5406 | 29.0159 | 23.0361 | 50.503 | 28.9728 | 38.7809 | 29.1682 | 27.5374 | 28.9981 | 24.3048 | 23.8826 | 29.1523 | 30.5742 | 34.6224 | 34.7679 | 34.7679 | 23.8826 | 32.0108 | 21.9024
2020-05-05 20:55 | 0.00 | 101.4521 | 129.6073 | 105.847 | 136.1457 | 105.8226 | 92.6401 | 156.4814 | 105.7944 | 127.8242 | 105.9191 | 101.6401 | 105.811 | 87.7121 | 86.6541 | 105.9093 | 106.3497 | 122.7866 | 122.8651 | 122.8651 | 86.6541 | 116.2709 | 81.4827
2020-05-05 20:56 | 0.00 | 171.9053 | 186.9367 | 173.7049 | 192.2349 | 173.7037 | 165.6932 | 203.8078 | 173.7013 | 185.7027 | 173.7036 | 170.7295 | 173.7028 | 156.6015 | 155.9428 | 173.7043 | 172.4458 | 184.0554 | 184.0471 | 184.0471 | 155.9428 | 180.8883 | 152.7018
2020-05-05 20:57 | 0.00 | 246.6551 | 257.963 | 246.1626 | 265.984 | 246.2001 | 240.8845 | 277.6094 | 246.2409 | 256.403 | 246.0383 | 242.3882 | 246.2172 | 219.0938 | 218.4272 | 246.0566 | 243.0919 | 260.6067 | 260.4328 | 260.4328 | 218.4272 | 257.3342 | 215.1186
2020-05-05 20:58 | 0.00 | 233.661 | 235.1833 | 232.535 | 239.7953 | 232.566 | 230.1275 | 242.7733 | 232.5994 | 234.4251 | 232.4315 | 230.6622 | 232.58 | 214.9977 | 214.7617 | 232.4467 | 230.0856 | 237.1276 | 237.0023 | 237.0023 | 214.7617 | 237.2124 | 213.5828
2020-05-05 20:59 | 0.00 | 233.1306 | 229.3394 | 231.8401 | 231.9074 | 231.8737 | 230.5208 | 229.7216 | 231.9099 | 229.0481 | 231.7285 | 231.0662 | 231.8889 | 219.6961 | 219.7031 | 231.7449 | 229.7211 | 230.3107 | 230.1904 | 230.1904 | 219.7031 | 232.4875 | 219.7107
2020-05-05 21:00 | 0.00 | 324.0973 | 310.374 | 320.4587 | 313.6209 | 320.5516 | 322.0573 | 304.8164 | 320.6539 | 310.2604 | 320.1591 | 320.0529 | 320.5942 | 302.8837 | 303.1733 | 320.2023 | 318.2814 | 315.1712 | 314.8407 | 314.8407 | 303.1733 | 320.1873 | 304.5004
2020-05-05 21:01 | 0.00 | 255.9982 | 243.8948 | 253.8515 | 244.7788 | 253.9002 | 254.0792 | 235.0684 | 253.9532 | 244.1018 | 253.6922 | 254.1733 | 253.9223 | 244.3502 | 244.6607 | 253.7154 | 251.8087 | 244.7503 | 244.5946 | 244.5946 | 244.6607 | 250.121 | 246.1363
2020-05-05 21:02 | 0.00 | 141.6372 | 139.538 | 141.9304 | 139.3802 | 141.9175 | 139.5607 | 136.3291 | 141.9022 | 139.6211 | 141.9659 | 142.0313 | 141.9113 | 139.4492 | 139.4921 | 141.9613 | 141.5542 | 136.5651 | 136.6262 | 136.6262 | 139.4921 | 138.9187 | 139.7243
2020-05-05 21:03 | 0.00 | 62.705 | 62.6642 | 63.0152 | 62.6594 | 62.9809 | 61.6296 | 61.9428 | 62.9419 | 62.6656 | 63.1184 | 62.9283 | 62.9648 | 61.8862 | 61.8484 | 63.1042 | 64.265 | 60.8961 | 61.0322 | 61.0322 | 61.8484 | 61.7311 | 61.719
2020-05-05 21:04 | 0.00 | 58.6104 | 58.4635 | 58.9004 | 58.4213 | 58.8655 | 57.6042 | 57.6472 | 58.8257 | 58.4736 | 59.0055 | 58.833 | 58.8491 | 57.9127 | 57.8785 | 58.991 | 60.1964 | 56.7518 | 56.8901 | 56.8901 | 57.8785 | 57.5893 | 57.7681
2020-05-05 21:05 | 0.00 | 21.4661 | 21.1408 | 21.5895 | 21.0227 | 21.5509 | 21.0783 | 20.555 | 21.5069 | 21.168 | 21.7064 | 21.5696 | 21.5327 | 21.4321 | 21.4031 | 21.6902 | 23.1693 | 20.2134 | 20.3652 | 20.3652 | 21.4031 | 20.6812 | 21.3251
2020-05-05 21:06 | 0.00 | 0.25799 | 0.25281 | 0.26038 | 0.25281 | 0.25378 | 0.25298 | 0.24604 | 0.24629 | 0.25281 | 0.28037 | 0.24894 | 0.25069 | 0.26312 | 0.25656 | 0.27759 | 0.56906 | 0.20491 | 0.23074 | 0.23074 | 0.25656 | 0.21609 | 0.2354
2020-05-05 21:07 | 0.00 | 0 | 0 | 0 | 0 | 0 | 0 | 0 | 0 | 0 | 0 | 0 | 0 | 0 | 0 | 0 | 0 | 0 | 0 | 0 | 0 | 0 | 0
2020-05-05 21:08 | 0.00 | 0 | 0 | 0 | 0 | 0 | 0 | 0 | 0 | 0 | 0 | 0 | 0 | 0 | 0 | 0 | 0 | 0 | 0 | 0 | 0 | 0 | 0
2020-05-05 21:09 | 0.00 | 0 | 0 | 0 | 0 | 0 | 0 | 0 | 0 | 0 | 0 | 0 | 0 | 0 | 0 | 0 | 0 | 0 | 0 | 0 | 0 | 0 | 0
2020-05-05 21:10 | 0.00 | 0 | 0 | 0 | 0 | 0 | 0 | 0 | 0 | 0 | 0 | 0 | 0 | 0 | 0 | 0 | 0 | 0 | 0 | 0 | 0 | 0 | 0
2020-05-05 21:11 | 0.00 | 0 | 0 | 0 | 0 | 0 | 0 | 0 | 0 | 0 | 0 | 0 | 0 | 0 | 0 | 0 | 0 | 0 | 0 | 0 | 0 | 0 | 0
2020-05-05 21:12 | 0.00 | 0 | 0 | 0 | 0 | 0 | 0 | 0 | 0 | 0 | 0 | 0 | 0 | 0 | 0 | 0 | 0 | 0 | 0 | 0 | 0 | 0 | 0
2020-05-05 21:13 | 0.00 | 0 | 0 | 0 | 0 | 0 | 0 | 0 | 0 | 0 | 0 | 0 | 0 | 0 | 0 | 0 | 0 | 0 | 0 | 0 | 0 | 0 | 0
2020-05-05 21:14 | 0.00 | 0 | 0 | 0 | 0 | 0 | 0 | 0 | 0 | 0 | 0 | 0 | 0 | 0 | 0 | 0 | 0 | 0 | 0 | 0 | 0 | 0 | 0
2020-05-05 21:15 | 0.00 | 0 | 0 | 0 | 0 | 0 | 0 | 0 | 0 | 0 | 0 | 0 | 0 | 0 | 0 | 0 | 0 | 0 | 0 | 0 | 0 | 0 | 0
2020-05-05 21:16 | 0.00 | 0 | 0 | 0 | 0 | 0 | 0 | 0 | 0 | 0 | 0 | 0 | 0 | 0 | 0 | 0 | 0 | 0 | 0 | 0 | 0 | 0 | 0
2020-05-05 21:17 | 0.00 | 0.14564 | 0.25512 | 0.16152 | 0.26883 | 0.15493 | 0.1396 | 0.36625 | 0.14743 | 0.2489 | 0.18152 | 0.14009 | 0.15183 | 0.13682 | 0.12768 | 0.17874 | 0.43693 | 0.14987 | 0.1757 | 0.1757 | 0.12768 | 0.13741 | 0.096256
2020-05-05 21:18 | 0.00 | 32.4492 | 54.7448 | 36.6807 | 58.0651 | 36.6435 | 26.5966 | 73.7334 | 36.6012 | 53.5925 | 36.7931 | 34.2638 | 36.626 | 29.6185 | 28.9463 | 36.7775 | 38.1514 | 46.0393 | 46.1804 | 46.1804 | 28.9463 | 41.5207 | 25.7839
2020-05-05 21:19 | 0.00 | 99.4551 | 124.7871 | 103.6275 | 130.4221 | 103.6025 | 91.2534 | 148.3641 | 103.5738 | 123.2214 | 103.7014 | 99.9378 | 103.5907 | 87.8615 | 86.9204 | 103.6913 | 104.1729 | 117.8341 | 117.9178 | 117.9178 | 86.9204 | 112.2776 | 82.3245
2020-05-05 21:20 | 0.00 | 184.5526 | 208.7779 | 186.936 | 217.4701 | 186.941 | 175.9007 | 236.9535 | 186.9456 | 206.7643 | 186.9148 | 182.0693 | 186.943 | 159.8439 | 158.764 | 186.9183 | 185.1998 | 206.5209 | 206.4695 | 206.4695 | 158.764 | 200.3217 | 153.4373
2020-05-05 21:21 | 0.00 | 248.7841 | 261.8646 | 248.3389 | 270.6968 | 248.3778 | 242.4583 | 283.9371 | 248.4199 | 260.1289 | 248.2106 | 244.1322 | 248.3954 | 218.6701 | 217.9115 | 248.2294 | 245.2651 | 264.7555 | 264.5719 | 264.5719 | 217.9115 | 260.8924 | 214.1497
2020-05-05 21:22 | 0.00 | 271.2914 | 273.2776 | 269.9401 | 278.8026 | 269.9949 | 267.1515 | 282.5517 | 270.0549 | 272.3644 | 269.7611 | 267.7236 | 270.0199 | 249.0333 | 248.7624 | 269.7871 | 267.1264 | 275.8484 | 275.6279 | 275.6279 | 248.7624 | 275.7977 | 247.3787
2020-05-05 21:23 | 0.00 | 208.267 | 207.6752 | 208.6054 | 208.5471 | 208.6222 | 205.1531 | 206.9334 | 208.6398 | 207.5569 | 208.5471 | 208.2862 | 208.6296 | 202.5485 | 202.5382 | 208.5559 | 206.408 | 204.7211 | 204.6693 | 204.6693 | 202.5382 | 206.8284 | 202.4629
2020-05-05 21:24 | 0.00 | 128.4008 | 128.3589 | 129.0057 | 128.3696 | 128.9882 | 126.283 | 127.0169 | 128.9678 | 128.3582 | 129.0558 | 128.9342 | 128.9799 | 126.8122 | 126.7921 | 129.0491 | 128.9806 | 125.2205 | 125.2963 | 125.2963 | 126.7921 | 126.7925 | 126.7198
2020-05-05 21:25 | 0.00 | 79.4787 | 79.4397 | 79.8657 | 79.4403 | 79.8345 | 78.1309 | 78.56 | 79.7987 | 79.4402 | 79.9595 | 79.7793 | 79.8197 | 78.4534 | 78.4185 | 79.9465 | 80.8876 | 77.3068 | 77.4321 | 77.4321 | 78.4185 | 78.3342 | 78.2986
2020-05-05 21:26 | 0.00 | 78.9359 | 78.9007 | 79.3235 | 78.8989 | 79.292 | 77.5931 | 78.0222 | 79.2561 | 78.9015 | 79.4176 | 79.2375 | 79.2773 | 77.9249 | 77.89 | 79.4046 | 80.3557 | 76.7699 | 76.8957 | 76.8957 | 77.89 | 77.7934 | 77.7696
2020-05-05 21:27 | 0.00 | 60.0334 | 60.0054 | 60.3311 | 60.0035 | 60.2965 | 59.004 | 59.3281 | 60.257 | 60.006 | 60.4353 | 60.2424 | 60.2802 | 59.2442 | 59.2056 | 60.4209 | 61.6052 | 58.3037 | 58.4409 | 58.4409 | 59.2056 | 59.0997 | 59.0729
2020-05-05 21:28 | 0.00 | 40.2587 | 39.4571 | 40.4924 | 39.1521 | 40.4551 | 39.5278 | 38.0321 | 40.4127 | 39.5267 | 40.6051 | 40.5679 | 40.4376 | 40.3848 | 40.3776 | 40.5895 | 41.9705 | 37.8431 | 37.9904 | 37.9904 | 40.3776 | 38.7966 | 40.4032
2020-05-05 21:29 | 0.00 | 35.7815 | 25.3383 | 37.29 | 21.8319 | 37.2528 | 34.0368 | 18.0069 | 37.2104 | 26.254 | 37.4026 | 40.2483 | 37.2353 | 50.4801 | 51.0738 | 37.387 | 38.7652 | 20.032 | 20.1842 | 20.1842 | 51.0738 | 24.0878 | 54.0411
2020-05-05 21:30 | 0.00 | 1.153 | 1.0505 | 1.2575 | 1.0505 | 1.2443 | 1.0706 | 1.0324 | 1.2293 | 1.0505 | 1.2974 | 1.3997 | 1.2381 | 2.2666 | 2.2972 | 1.2919 | 1.8069 | 0.96236 | 0.99586 | 0.99586 | 2.2972 | 0.98174 | 2.4715
2020-05-05 21:31 | 0.00 | 0 | 0 | 0 | 0 | 0 | 0 | 0 | 0 | 0 | 0 | 0 | 0 | 0 | 0 | 0 | 0 | 0 | 0 | 0 | 0 | 0 | 0
2020-05-05 21:32 | 0.00 | 0 | 0 | 0 | 0 | 0 | 0 | 0 | 0 | 0 | 0 | 0 | 0 | 0 | 0 | 0 | 0 | 0 | 0 | 0 | 0 | 0 | 0
2020-05-05 21:33 | 0.00 | 0 | 0 | 0 | 0 | 0 | 0 | 0 | 0 | 0 | 0 | 0 | 0 | 0 | 0 | 0 | 0 | 0 | 0 | 0 | 0 | 0 | 0
2020-05-05 21:34 | 0.00 | 0 | 0 | 0 | 0 | 0 | 0 | 0 | 0 | 0 | 0 | 0 | 0 | 0 | 0 | 0 | 0 | 0 | 0 | 0 | 0 | 0 | 0
2020-05-05 21:35 | 0.00 | 0 | 0 | 0 | 0 | 0 | 0 | 0 | 0 | 0 | 0 | 0 | 0 | 0 | 0 | 0 | 0 | 0 | 0 | 0 | 0 | 0 | 0
2020-05-05 21:36 | 0.00 | 0 | 0 | 0 | 0 | 0 | 0 | 0 | 0 | 0 | 0 | 0 | 0 | 0 | 0 | 0 | 0 | 0 | 0 | 0 | 0 | 0 | 0
2020-05-05 21:37 | 0.00 | 0 | 0 | 0 | 0 | 0 | 0 | 0 | 0 | 0 | 0 | 0 | 0 | 0 | 0 | 0 | 0 | 0 | 0 | 0 | 0 | 0 | 0
2020-05-05 21:38 | 0.00 | 0 | 0 | 0 | 0 | 0 | 0 | 0 | 0 | 0 | 0 | 0 | 0 | 0 | 0 | 0 | 0 | 0 | 0 | 0 | 0 | 0 | 0
2020-05-05 21:39 | 0.00 | 0 | 0 | 0 | 0 | 0 | 0 | 0 | 0 | 0 | 0 | 0 | 0 | 0 | 0 | 0 | 0 | 0 | 0 | 0 | 0 | 0 | 0
2020-05-05 21:40 | 0.00 | 0 | 0 | 0 | 0 | 0 | 0 | 0 | 0 | 0 | 0 | 0 | 0 | 0 | 0 | 0 | 0 | 0 | 0 | 0 | 0 | 0 | 0
2020-05-05 21:41 | 0.00 | 0.19275 | 1.0727 | 0.31942 | 1.1744 | 0.31283 | 0.15497 | 1.9647 | 0.30533 | 1.025 | 0.33941 | 0.2497 | 0.30974 | 0.22067 | 0.19896 | 0.33664 | 0.59469 | 0.54632 | 0.57213 | 0.57213 | 0.19896 | 0.38906 | 0.12085
2020-05-05 21:42 | 0.00 | 28.5552 | 56.7957 | 33.9439 | 60.7915 | 33.9064 | 21.4394 | 80.6352 | 33.8638 | 55.3624 | 34.0573 | 31.0099 | 33.8888 | 25.8036 | 24.9825 | 34.0416 | 35.4383 | 45.4925 | 45.6341 | 45.6341 | 24.9825 | 39.8046 | 21.1246
2020-05-05 21:43 | 0.00 | 106.4321 | 142.1607 | 112.3897 | 149.7865 | 112.3668 | 95.1376 | 174.7634 | 112.3404 | 140.0062 | 112.4567 | 107.3059 | 112.356 | 91.2675 | 89.9567 | 112.4476 | 112.7715 | 132.5543 | 132.622 | 132.622 | 89.9567 | 124.5723 | 83.5284
2020-05-05 21:44 | 0.00 | 184.8669 | 210.6133 | 187.5989 | 219.5078 | 187.6042 | 175.6127 | 239.8677 | 187.6091 | 208.5275 | 187.5768 | 182.5592 | 187.6063 | 159.8403 | 158.7084 | 187.5804 | 185.8416 | 207.6482 | 207.5947 | 207.5947 | 158.7084 | 201.2247 | 153.1215
2020-05-05 21:45 | 0.00 | 245.2693 | 258.8883 | 245.0473 | 267.6382 | 245.084 | 238.6672 | 281.0265 | 245.1238 | 257.1509 | 244.9256 | 240.8356 | 245.1006 | 215.572 | 214.8006 | 244.9435 | 241.9633 | 261.1889 | 261.0146 | 261.0146 | 214.8006 | 257.3558 | 210.9769
2020-05-05 21:46 | 0.00 | 283.419 | 285.8529 | 281.091 | 293.5195 | 281.1521 | 279.0043 | 299.3064 | 281.2189 | 284.5928 | 280.8923 | 278.0116 | 281.18 | 253.1051 | 252.718 | 280.9211 | 278.2142 | 291.2928 | 291.0373 | 291.0373 | 252.718 | 290.3842 | 250.7735
2020-05-05 21:47 | 0.00 | 303.0456 | 295.7283 | 299.3856 | 301.6955 | 299.4605 | 300.204 | 299.7497 | 299.5427 | 295.008 | 299.1432 | 297.5499 | 299.4947 | 274.8098 | 274.7831 | 299.1783 | 296.7428 | 302.37 | 302.0821 | 302.0821 | 274.7831 | 304.5417 | 274.6004
2020-05-05 21:48 | 0.00 | 303.8293 | 288.35 | 299.622 | 291.9462 | 299.6972 | 302.0049 | 282.2425 | 299.7797 | 288.2316 | 299.3787 | 299.1323 | 299.7316 | 280.4286 | 280.7266 | 299.4139 | 296.9932 | 294.1574 | 293.8931 | 293.8931 | 280.7266 | 299.5265 | 282.1343
2020-05-05 21:49 | 0.00 | 282.9328 | 261.0043 | 278.9205 | 261.5987 | 278.98 | 281.6706 | 244.3245 | 279.0451 | 261.5365 | 278.7266 | 279.8471 | 279.0072 | 266.9487 | 267.5251 | 278.7548 | 276.0244 | 264.0473 | 263.8658 | 263.8658 | 267.5251 | 272.6301 | 270.3076
2020-05-05 21:50 | 0.00 | 200.9558 | 185.9264 | 199.2277 | 184.7124 | 199.2444 | 199.4016 | 170.8516 | 199.262 | 186.5409 | 199.1695 | 200.3989 | 199.2519 | 195.1655 | 195.6016 | 199.1783 | 197.4996 | 184.4126 | 184.3866 | 184.3866 | 195.6016 | 191.5177 | 197.7318
2020-05-05 21:51 | 0.00 | 161.102 | 144.0423 | 160.7018 | 139.6502 | 160.6992 | 159.1245 | 120.9733 | 160.6954 | 145.1999 | 160.7044 | 163.0667 | 160.6978 | 164.55 | 165.1361 | 160.7045 | 159.5624 | 137.2745 | 137.3298 | 137.3298 | 165.1361 | 146.8444 | 168.0061
2020-05-05 21:52 | 0.00 | 119.1418 | 101.4571 | 119.4443 | 95.5507 | 119.4257 | 117.1081 | 75.9919 | 119.4041 | 102.8639 | 119.4977 | 122.4159 | 119.4169 | 127.6793 | 128.3315 | 119.4905 | 119.4983 | 92.3212 | 92.4304 | 92.4304 | 128.3315 | 102.6871 | 131.543
2020-05-05 21:53 | 0.00 | 38.2093 | 33.4423 | 38.9384 | 31.5105 | 38.9016 | 37.0669 | 28.9603 | 38.8597 | 33.9012 | 39.0496 | 40.1121 | 38.8843 | 43.7685 | 43.9827 | 39.0342 | 40.38 | 29.7921 | 29.9408 | 29.9408 | 43.9827 | 32.392 | 45.089
2020-05-05 21:54 | 0.00 | 0 | 0 | 0 | 0 | 0 | 0 | 0 | 0 | 0 | 0 | 0 | 0 | 0 | 0 | 0 | 0.089864 | 0 | 0 | 0 | 0 | 0 | 0
2020-05-05 21:55 | 0.00 | 0 | 0 | 0 | 0 | 0 | 0 | 0 | 0 | 0 | 0 | 0 | 0 | 0 | 0 | 0 | 0 | 0 | 0 | 0 | 0 | 0 | 0
2020-05-05 21:56 | 0.00 | 0 | 0 | 0 | 0 | 0 | 0 | 0 | 0 | 0 | 0 | 0 | 0 | 0 | 0 | 0 | 0 | 0 | 0 | 0 | 0 | 0 | 0
2020-05-05 21:57 | 0.00 | 0 | 0 | 0 | 0 | 0 | 0 | 0 | 0 | 0 | 0 | 0 | 0 | 0 | 0 | 0 | 0 | 0 | 0 | 0 | 0 | 0 | 0
2020-05-05 21:58 | 0.00 | 0 | 0 | 0 | 0 | 0 | 0 | 0 | 0 | 0 | 0 | 0 | 0 | 0 | 0 | 0 | 0 | 0 | 0 | 0 | 0 | 0 | 0
2020-05-05 21:59 | 0.00 | 0 | 0 | 0 | 0 | 0 | 0 | 0 | 0 | 0 | 0 | 0 | 0 | 0 | 0 | 0 | 0 | 0 | 0 | 0 | 0 | 0 | 0
2020-05-05 22:00 | 0.00 | 0 | 0 | 0 | 0 | 0 | 0 | 0 | 0 | 0 | 0 | 0 | 0 | 0 | 0 | 0 | 0 | 0 | 0 | 0 | 0 | 0 | 0
2020-05-05 22:01 | 0.00 | 0 | 0 | 0 | 0 | 0 | 0 | 0 | 0 | 0 | 0 | 0 | 0 | 0 | 0 | 0 | 0 | 0 | 0 | 0 | 0 | 0 | 0
2020-05-05 22:02 | 0.00 | 0 | 0 | 0 | 0 | 0 | 0 | 0 | 0 | 0 | 0 | 0 | 0 | 0 | 0 | 0 | 0 | 0 | 0 | 0 | 0 | 0 | 0
2020-05-05 22:03 | 0.00 | 0 | 0 | 0 | 0 | 0 | 0 | 0 | 0 | 0 | 0 | 0 | 0 | 0 | 0 | 0 | 0 | 0 | 0 | 0 | 0 | 0 | 0
2020-05-05 22:04 | 0.00 | 0 | 0 | 0 | 0 | 0 | 0 | 0 | 0 | 0 | 0 | 0 | 0 | 0 | 0 | 0 | 0 | 0 | 0 | 0 | 0 | 0 | 0
2020-05-05 22:05 | 0.00 | 0 | 0.22514 | 0.031837 | 0.25028 | 0.02524 | 0 | 0.45081 | 0.017743 | 0.21294 | 0.051841 | 0.0033962 | 0.022148 | 0.00029018 | 0 | 0.049062 | 0.30734 | 0.055897 | 0.081734 | 0.081734 | 0 | 0.021503 | 0
2020-05-05 22:06 | 0.00 | 21.9862 | 25.679 | 22.7825 | 26.263 | 22.7441 | 20.6186 | 28.5942 | 22.7005 | 25.4857 | 22.8988 | 22.2752 | 22.7261 | 21.0663 | 20.9085 | 22.8827 | 24.3456 | 23.7129 | 23.8626 | 23.8626 | 20.9085 | 23.2005 | 20.1992
2020-05-05 22:07 | 0.00 | 89.1299 | 114.8035 | 93.6559 | 120.0396 | 93.6279 | 80.6947 | 137.7538 | 93.5957 | 113.2913 | 93.7393 | 90.1032 | 93.6147 | 79.1154 | 78.1839 | 93.7279 | 94.4301 | 106.8403 | 106.9384 | 106.9384 | 78.1839 | 101.4873 | 73.6359
2020-05-05 22:08 | 0.00 | 177.6069 | 200.1768 | 180.2214 | 207.8007 | 180.2234 | 169.1249 | 225.3828 | 180.2245 | 198.3753 | 180.2099 | 175.8878 | 180.224 | 156.2743 | 155.2973 | 180.212 | 178.7172 | 196.6861 | 196.6533 | 196.6533 | 155.2973 | 191.4099 | 150.4797
2020-05-05 22:09 | 0.00 | 217.653 | 228.771 | 217.9598 | 235.3043 | 217.9804 | 211.7766 | 245.4532 | 218.0023 | 227.4495 | 217.8892 | 214.759 | 217.9897 | 195.6308 | 195.0323 | 217.8997 | 215.1636 | 228.914 | 228.8161 | 228.8161 | 195.0323 | 226.4043 | 192.0739
2020-05-05 22:10 | 0.00 | 268.7051 | 270.6838 | 267.2534 | 276.5102 | 267.3056 | 264.3774 | 280.4213 | 267.3625 | 269.7243 | 267.0828 | 264.9168 | 267.3294 | 245.2439 | 244.9577 | 267.1076 | 264.3646 | 273.4281 | 273.2183 | 273.2183 | 244.9577 | 273.3916 | 243.5069
2020-05-05 22:11 | 0.00 | 287.4507 | 282.3989 | 285.508 | 286.1519 | 285.5742 | 284.1382 | 283.6416 | 285.6468 | 281.9596 | 285.293 | 284.3971 | 285.6045 | 268.4579 | 268.474 | 285.3242 | 282.9485 | 284.5735 | 284.3295 | 284.3295 | 268.474 | 287.197 | 268.4854
2020-05-05 22:12 | 0.00 | 214.7093 | 212.8651 | 215.0489 | 213.2809 | 215.0678 | 211.6069 | 210.3227 | 215.0879 | 212.8527 | 214.9835 | 214.973 | 215.0763 | 209.9371 | 209.9826 | 214.9933 | 212.297 | 209.4417 | 209.3859 | 209.3859 | 209.9826 | 212.1828 | 210.1762
2020-05-05 22:13 | 0.00 | 221.2288 | 217.7412 | 221.4484 | 217.7612 | 221.471 | 218.1876 | 213.221 | 221.4952 | 217.8362 | 221.3713 | 221.6115 | 221.4812 | 216.9439 | 217.052 | 221.3828 | 218.6091 | 214.087 | 214.0214 | 214.0214 | 217.052 | 217.5443 | 217.5469
2020-05-05 22:14 | 0.00 | 156.1319 | 154.7267 | 156.6125 | 154.6354 | 156.6056 | 153.7421 | 151.9762 | 156.5969 | 154.7802 | 156.629 | 156.6635 | 156.6021 | 153.9115 | 153.9409 | 156.6271 | 155.7961 | 151.3259 | 151.3653 | 151.3653 | 153.9409 | 153.6253 | 154.0958
2020-05-05 22:15 | 0.00 | 86.86 | 84.7202 | 87.1806 | 84.1239 | 87.1517 | 85.4345 | 81.0615 | 87.1185 | 84.8716 | 87.267 | 87.4212 | 87.138 | 86.6124 | 86.6565 | 87.2551 | 88.0259 | 81.9237 | 82.0431 | 82.0431 | 86.6565 | 84.0184 | 86.9198
2020-05-05 22:16 | 0.00 | 77.743 | 75.2513 | 78.076 | 74.4489 | 78.0452 | 76.4197 | 71.0639 | 78.0098 | 75.4442 | 78.1685 | 78.4117 | 78.0306 | 78.0984 | 78.1584 | 78.1558 | 79.0679 | 72.3341 | 72.461 | 72.461 | 78.1584 | 74.5616 | 78.5018
2020-05-05 22:17 | 0.00 | 21.2243 | 21.2022 | 21.3298 | 21.2022 | 21.2911 | 20.855 | 20.9458 | 21.247 | 21.2022 | 21.4471 | 21.2409 | 21.2729 | 20.8942 | 20.8509 | 21.4308 | 22.9183 | 20.4245 | 20.5765 | 20.5765 | 20.8509 | 20.7414 | 20.7025
2020-05-05 22:18 | 0.00 | 0.13088 | 0.12707 | 0.13117 | 0.12707 | 0.12457 | 0.12879 | 0.12153 | 0.11708 | 0.12707 | 0.15117 | 0.11704 | 0.12148 | 0.11875 | 0.11141 | 0.14839 | 0.4066 | 0.081976 | 0.10781 | 0.10781 | 0.11141 | 0.091729 | 0.086374
2020-05-05 22:19 | 0.00 | 0 | 0 | 0 | 0 | 0 | 0 | 0 | 0 | 0 | 0 | 0 | 0 | 0 | 0 | 0 | 0 | 0 | 0 | 0 | 0 | 0 | 0
2020-05-05 22:20 | 0.00 | 0 | 0 | 0 | 0 | 0 | 0 | 0 | 0 | 0 | 0 | 0 | 0 | 0 | 0 | 0 | 0 | 0 | 0 | 0 | 0 | 0 | 0
2020-05-05 22:21 | 0.00 | 0 | 0 | 0 | 0 | 0 | 0 | 0 | 0 | 0 | 0 | 0 | 0 | 0 | 0 | 0 | 0 | 0 | 0 | 0 | 0 | 0 | 0
2020-05-05 22:22 | 0.00 | 0 | 0 | 0 | 0 | 0 | 0 | 0 | 0 | 0 | 0 | 0 | 0 | 0 | 0 | 0 | 0 | 0 | 0 | 0 | 0 | 0 | 0
2020-05-05 22:23 | 0.00 | 0 | 0 | 0 | 0 | 0 | 0 | 0 | 0 | 0 | 0 | 0 | 0 | 0 | 0 | 0 | 0 | 0 | 0 | 0 | 0 | 0 | 0
2020-05-05 22:24 | 0.00 | 0 | 0 | 0 | 0 | 0 | 0 | 0 | 0 | 0 | 0 | 0 | 0 | 0 | 0 | 0 | 0 | 0 | 0 | 0 | 0 | 0 | 0
2020-05-05 22:25 | 0.00 | 0 | 0 | 0 | 0 | 0 | 0 | 0 | 0 | 0 | 0 | 0 | 0 | 0 | 0 | 0 | 0 | 0 | 0 | 0 | 0 | 0 | 0
2020-05-05 22:26 | 0.00 | 0 | 0 | 0 | 0 | 0 | 0 | 0 | 0 | 0 | 0 | 0 | 0 | 0 | 0 | 0 | 0 | 0 | 0 | 0 | 0 | 0 | 0
2020-05-05 22:27 | 0.00 | 0 | 0 | 0 | 0 | 0 | 0 | 0 | 0 | 0 | 0 | 0 | 0 | 0 | 0 | 0 | 0 | 0 | 0 | 0 | 0 | 0 | 0
2020-05-05 22:28 | 0.00 | 0 | 0 | 0 | 0 | 0 | 0 | 0 | 0 | 0 | 0 | 0 | 0 | 0 | 0 | 0 | 0 | 0 | 0 | 0 | 0 | 0 | 0
2020-05-05 22:29 | 0.00 | 0.25504 | 0.93184 | 0.35945 | 1.0015 | 0.35286 | 0.21911 | 1.5845 | 0.34537 | 0.89676 | 0.37945 | 0.30264 | 0.34977 | 0.28478 | 0.26539 | 0.37667 | 0.63468 | 0.50124 | 0.52705 | 0.52705 | 0.26539 | 0.39097 | 0.19308
2020-05-05 22:30 | 0.00 | 31.9637 | 54.3992 | 36.4871 | 57.3512 | 36.4498 | 25.8724 | 72.6231 | 36.4074 | 53.2994 | 36.5998 | 34.189 | 36.4323 | 30.1933 | 29.5246 | 36.5841 | 37.9647 | 44.6527 | 44.795 | 44.795 | 29.5246 | 40.4724 | 26.367
2020-05-05 22:31 | 0.00 | 95.6781 | 120.4272 | 100.194 | 125.3352 | 100.1682 | 87.2843 | 142.1468 | 100.1385 | 118.9911 | 100.2704 | 96.8258 | 100.1559 | 86.3616 | 85.4712 | 100.26 | 100.8018 | 112.1582 | 112.2476 | 112.2476 | 85.4712 | 107.2446 | 81.1205
2020-05-05 22:32 | 0.00 | 89.7565 | 94.4409 | 90.7439 | 95.7373 | 90.7168 | 87.0194 | 98.5288 | 90.6858 | 94.1116 | 90.8242 | 89.889 | 90.7041 | 85.731 | 85.514 | 90.8132 | 91.4439 | 91.6897 | 91.7937 | 91.7937 | 85.514 | 91.451 | 84.4874
2020-05-05 22:33 | 0.00 | 120.8326 | 121.5661 | 121.3885 | 121.98 | 121.368 | 118.6551 | 121.5208 | 121.3442 | 121.4814 | 121.4482 | 121.1141 | 121.3582 | 118.1883 | 118.1262 | 121.4401 | 121.5927 | 118.8209 | 118.9063 | 118.9063 | 118.1262 | 119.9914 | 117.8544
2020-05-05 22:34 | 0.00 | 175.4234 | 176.5459 | 175.6645 | 178.1772 | 175.6659 | 172.3708 | 178.5445 | 175.6665 | 176.2621 | 175.6545 | 174.9309 | 175.6663 | 167.9568 | 167.8496 | 175.6564 | 174.2733 | 174.487 | 174.4872 | 174.4872 | 167.8496 | 175.6269 | 167.3279
2020-05-05 22:35 | 0.00 | 228.0998 | 225.8144 | 227.8331 | 227.2729 | 227.8631 | 224.925 | 224.8747 | 227.8955 | 225.6531 | 227.7327 | 227.3991 | 227.8767 | 219.2315 | 219.2504 | 227.7475 | 225.5417 | 224.0184 | 223.9174 | 223.9174 | 219.2504 | 226.5282 | 219.3057
2020-05-05 22:36 | 0.00 | 257.481 | 251.6467 | 256.4432 | 253.2566 | 256.492 | 254.4244 | 248.3747 | 256.5453 | 251.5621 | 256.2832 | 256.1683 | 256.5143 | 246.0643 | 246.185 | 256.3065 | 254.1453 | 250.929 | 250.7622 | 250.7622 | 246.185 | 254.5608 | 246.7199
2020-05-05 22:37 | 0.00 | 133.9578 | 133.7523 | 134.5629 | 133.748 | 134.5465 | 131.7605 | 132.208 | 134.5272 | 133.7585 | 134.6097 | 134.5061 | 134.5386 | 132.2701 | 132.2558 | 134.6035 | 134.4575 | 130.5097 | 130.5819 | 130.5819 | 132.2558 | 132.2041 | 132.2107
2020-05-05 22:38 | 0.00 | 75.636 | 75.5969 | 76.0055 | 75.5952 | 75.9743 | 74.3523 | 74.7527 | 75.9386 | 75.5977 | 76.0991 | 75.9209 | 75.9596 | 74.6642 | 74.6295 | 76.0862 | 77.024 | 73.5527 | 73.6779 | 73.6779 | 74.6295 | 74.5345 | 74.5103
2020-05-05 22:39 | 0.00 | 58.4967 | 58.4579 | 58.7863 | 58.4534 | 58.7514 | 57.4927 | 57.7833 | 58.7117 | 58.4591 | 58.8912 | 58.6989 | 58.7351 | 57.7276 | 57.6891 | 58.8767 | 60.0778 | 56.7891 | 56.9271 | 56.9271 | 57.6891 | 57.5718 | 57.5575
2020-05-05 22:40 | 0.00 | 45.8973 | 45.868 | 46.1265 | 45.8649 | 46.0899 | 45.1046 | 45.3359 | 46.0481 | 45.8687 | 46.2372 | 46.0374 | 46.0727 | 45.2765 | 45.2357 | 46.2218 | 47.5554 | 44.4919 | 44.6364 | 44.6364 | 45.2357 | 45.1185 | 45.0963
2020-05-05 22:41 | 0.00 | 9.3653 | 9.3468 | 9.4108 | 9.3468 | 9.3781 | 9.2026 | 9.2237 | 9.341 | 9.3468 | 9.51 | 9.3378 | 9.3628 | 9.1915 | 9.1549 | 9.4962 | 11.0181 | 8.904 | 9.0323 | 9.0323 | 9.1549 | 9.0633 | 9.0296
2020-05-05 22:42 | 0.00 | 0 | 0 | 0 | 0 | 0 | 0 | 0 | 0 | 0 | 0 | 0 | 0 | 0 | 0 | 0 | 0 | 0 | 0 | 0 | 0 | 0 | 0
2020-05-05 22:43 | 0.00 | 0 | 0 | 0 | 0 | 0 | 0 | 0 | 0 | 0 | 0 | 0 | 0 | 0 | 0 | 0 | 0 | 0 | 0 | 0 | 0 | 0 | 0
2020-05-05 22:44 | 0.00 | 0 | 0 | 0 | 0 | 0 | 0 | 0 | 0 | 0 | 0 | 0 | 0 | 0 | 0 | 0 | 0 | 0 | 0 | 0 | 0 | 0 | 0
2020-05-05 22:45 | 0.00 | 0 | 0 | 0 | 0 | 0 | 0 | 0 | 0 | 0 | 0 | 0 | 0 | 0 | 0 | 0 | 0 | 0 | 0 | 0 | 0 | 0 | 0
2020-05-05 22:46 | 0.00 | 0 | 0 | 0 | 0 | 0 | 0 | 0 | 0 | 0 | 0 | 0 | 0 | 0 | 0 | 0 | 0 | 0 | 0 | 0 | 0 | 0 | 0
2020-05-05 22:47 | 0.00 | 0 | 0 | 0 | 0 | 0 | 0 | 0 | 0 | 0 | 0 | 0 | 0 | 0 | 0 | 0 | 0 | 0 | 0 | 0 | 0 | 0 | 0
2020-05-05 22:48 | 0.00 | 0 | 0 | 0 | 0 | 0 | 0 | 0 | 0 | 0 | 0 | 0 | 0 | 0 | 0 | 0 | 0 | 0 | 0 | 0 | 0 | 0 | 0
2020-05-05 22:49 | 0.00 | 0 | 0 | 0 | 0 | 0 | 0 | 0 | 0 | 0 | 0 | 0 | 0 | 0 | 0 | 0 | 0 | 0 | 0 | 0 | 0 | 0 | 0
2020-05-05 22:50 | 0.00 | 0 | 0 | 0 | 0 | 0 | 0 | 0 | 0 | 0 | 0 | 0 | 0 | 0 | 0 | 0 | 0 | 0 | 0 | 0 | 0 | 0 | 0
2020-05-05 22:51 | 0.00 | 0 | 0 | 0 | 0 | 0 | 0 | 0 | 0 | 0 | 0 | 0 | 0 | 0 | 0 | 0 | 0 | 0 | 0 | 0 | 0 | 0 | 0
2020-05-05 22:52 | 0.00 | 0 | 0 | 0 | 0 | 0 | 0 | 0 | 0 | 0 | 0 | 0 | 0 | 0 | 0 | 0 | 0 | 0 | 0 | 0 | 0 | 0 | 0
2020-05-05 22:53 | 0.00 | 0.40647 | 0.8264 | 0.47529 | 0.86688 | 0.4687 | 0.37747 | 1.2155 | 0.46121 | 0.80519 | 0.49528 | 0.43438 | 0.46561 | 0.42208 | 0.40686 | 0.4925 | 0.7614 | 0.53367 | 0.55949 | 0.55949 | 0.40686 | 0.47333 | 0.34995
2020-05-05 22:54 | 0.00 | 29.9015 | 53.1065 | 34.6536 | 56.0455 | 34.6162 | 23.5578 | 71.6614 | 34.5736 | 51.988 | 34.7669 | 32.313 | 34.5986 | 28.4027 | 27.7129 | 34.7512 | 36.1451 | 42.832 | 42.975 | 42.975 | 27.7129 | 38.5801 | 24.4492
2020-05-05 22:55 | 0.00 | 103.2544 | 135.7297 | 109.194 | 142.027 | 109.1702 | 92.4235 | 164.0119 | 109.1428 | 133.8696 | 109.264 | 104.8393 | 109.159 | 91.6223 | 90.4651 | 109.2545 | 109.6468 | 125.113 | 125.19 | 125.19 | 90.4651 | 118.5375 | 84.7882
2020-05-05 22:56 | 0.00 | 181.0304 | 206.1009 | 184.3304 | 213.9114 | 184.3342 | 171.4525 | 232.7566 | 184.3373 | 204.2036 | 184.3131 | 179.7763 | 184.3356 | 159.6959 | 158.6437 | 184.3161 | 182.6888 | 201.0797 | 201.0391 | 201.0391 | 158.6437 | 195.5659 | 153.446
2020-05-05 22:57 | 0.00 | 215.2391 | 225.882 | 215.9287 | 231.6147 | 215.9483 | 209.2239 | 240.6555 | 215.9691 | 224.6988 | 215.8613 | 213.0713 | 215.957 | 195.9012 | 195.3564 | 215.8714 | 213.1964 | 224.6688 | 224.5799 | 224.5799 | 195.3564 | 222.7548 | 192.6585
2020-05-05 22:58 | 0.00 | 268.569 | 271.6776 | 267.608 | 277.2684 | 267.6611 | 263.6892 | 281.458 | 267.7191 | 270.7234 | 267.4346 | 265.2969 | 267.6853 | 246.2216 | 245.9171 | 267.4599 | 264.8151 | 273.1251 | 272.9128 | 272.9128 | 245.9171 | 273.1694 | 244.3686
2020-05-05 22:59 | 0.00 | 220.7492 | 219.1659 | 220.6623 | 220.5565 | 220.6877 | 217.5275 | 218.5965 | 220.7149 | 218.9952 | 220.5765 | 220.2087 | 220.6991 | 212.4903 | 212.4894 | 220.5892 | 218.6308 | 217.0602 | 216.9755 | 216.9755 | 212.4894 | 219.3819 | 212.4534
2020-05-05 23:00 | 0.00 | 225.1466 | 220.5783 | 224.6691 | 221.4759 | 224.6989 | 222.2528 | 217.0013 | 224.7311 | 220.5684 | 224.5692 | 224.5676 | 224.7124 | 217.1738 | 217.2762 | 224.5839 | 222.714 | 218.6887 | 218.594 | 218.594 | 217.2762 | 222.059 | 217.7434
2020-05-05 23:01 | 0.00 | 173.3548 | 170.4875 | 173.6033 | 170.3882 | 173.6028 | 170.831 | 166.5273 | 173.6012 | 170.5833 | 173.5997 | 173.7392 | 173.6023 | 170.2003 | 170.2731 | 173.6007 | 172.2883 | 167.1556 | 167.1734 | 167.1734 | 170.2731 | 170.0808 | 170.6327
2020-05-05 23:02 | 0.00 | 230.176 | 213.1218 | 228.7562 | 210.981 | 228.7857 | 227.8545 | 194.1781 | 228.8175 | 213.9353 | 228.6575 | 230.3804 | 228.799 | 225.8459 | 226.3838 | 228.6721 | 226.4027 | 209.4541 | 209.3908 | 209.3908 | 226.3838 | 218.2724 | 228.987
2020-05-05 23:03 | 0.00 | 156.7211 | 145.9072 | 156.7202 | 143.2272 | 156.7137 | 154.4489 | 130.9507 | 156.7054 | 146.6239 | 156.7357 | 158.176 | 156.7104 | 157.9394 | 158.3064 | 156.7339 | 155.8627 | 140.251 | 140.3067 | 140.3067 | 158.3064 | 147.0047 | 160.1149
2020-05-05 23:04 | 0.00 | 102.4347 | 90.7092 | 103.1053 | 86.3725 | 103.0819 | 100.2963 | 72.8409 | 103.0549 | 91.7073 | 103.174 | 105.2304 | 103.0708 | 109.2149 | 109.6595 | 103.1646 | 103.527 | 82.8204 | 82.9362 | 82.9362 | 109.6595 | 90.3897 | 111.8653
2020-05-05 23:05 | 0.00 | 18.438 | 17.8822 | 18.6915 | 17.7653 | 18.6526 | 17.9853 | 17.5127 | 18.6084 | 17.9212 | 18.8094 | 18.8441 | 18.6344 | 19.5609 | 19.5687 | 18.7931 | 20.2938 | 17.0647 | 17.2175 | 17.2175 | 19.5687 | 17.3946 | 19.6715
2020-05-05 23:06 | 0.00 | 0.55744 | 0.54767 | 0.56736 | 0.54767 | 0.56077 | 0.54332 | 0.53763 | 0.55328 | 0.54767 | 0.58734 | 0.56385 | 0.55768 | 0.61528 | 0.61072 | 0.58456 | 1.0858 | 0.4923 | 0.51812 | 0.51812 | 0.61072 | 0.50727 | 0.59939
2020-05-05 23:07 | 0.00 | 0 | 0 | 0 | 0 | 0 | 0 | 0 | 0 | 0 | 0 | 0 | 0 | 0 | 0 | 0 | 0 | 0 | 0 | 0 | 0 | 0 | 0
2020-05-05 23:08 | 0.00 | 0 | 0 | 0 | 0 | 0 | 0 | 0 | 0 | 0 | 0 | 0 | 0 | 0 | 0 | 0 | 0 | 0 | 0 | 0 | 0 | 0 | 0
2020-05-05 23:09 | 0.00 | 0 | 0 | 0 | 0 | 0 | 0 | 0 | 0 | 0 | 0 | 0 | 0 | 0 | 0 | 0 | 0 | 0 | 0 | 0 | 0 | 0 | 0
2020-05-05 23:10 | 0.00 | 0 | 0 | 0 | 0 | 0 | 0 | 0 | 0 | 0 | 0 | 0 | 0 | 0 | 0 | 0 | 0 | 0 | 0 | 0 | 0 | 0 | 0
2020-05-05 23:11 | 0.00 | 0 | 0 | 0 | 0 | 0 | 0 | 0 | 0 | 0 | 0 | 0 | 0 | 0 | 0 | 0 | 0 | 0 | 0 | 0 | 0 | 0 | 0
2020-05-05 23:12 | 0.00 | 0 | 0 | 0 | 0 | 0 | 0 | 0 | 0 | 0 | 0 | 0 | 0 | 0 | 0 | 0 | 0 | 0 | 0 | 0 | 0 | 0 | 0
2020-05-05 23:13 | 0.00 | 0 | 0 | 0 | 0 | 0 | 0 | 0 | 0 | 0 | 0 | 0 | 0 | 0 | 0 | 0 | 0 | 0 | 0 | 0 | 0 | 0 | 0
2020-05-05 23:14 | 0.00 | 0 | 0 | 0 | 0 | 0 | 0 | 0 | 0 | 0 | 0 | 0 | 0 | 0 | 0 | 0 | 0 | 0 | 0 | 0 | 0 | 0 | 0
2020-05-05 23:15 | 0.00 | 0 | 0 | 0 | 0 | 0 | 0 | 0 | 0 | 0 | 0 | 0 | 0 | 0 | 0 | 0 | 0 | 0 | 0 | 0 | 0 | 0 | 0
2020-05-05 23:16 | 0.00 | 0 | 0 | 0 | 0 | 0 | 0 | 0 | 0 | 0 | 0 | 0 | 0 | 0 | 0 | 0 | 0 | 0 | 0 | 0 | 0 | 0 | 0
2020-05-05 23:17 | 0.00 | 0.40651 | 1.2261 | 0.54154 | 1.3004 | 0.53495 | 0.35406 | 1.9779 | 0.52746 | 1.1856 | 0.56153 | 0.47611 | 0.53186 | 0.45959 | 0.43663 | 0.55875 | 0.84632 | 0.697 | 0.7228 | 0.7228 | 0.43663 | 0.57179 | 0.34746
2020-05-05 23:18 | 0.00 | 31.3919 | 60.2702 | 37.3733 | 63.7313 | 37.3361 | 23.6282 | 83.0399 | 37.2938 | 58.9053 | 37.4856 | 34.5623 | 37.3187 | 30.1803 | 29.3425 | 37.47 | 38.841 | 47.1655 | 47.3064 | 47.3064 | 29.3425 | 41.9644 | 25.3701
2020-05-05 23:19 | 0.00 | 108.6787 | 145.1555 | 115.5273 | 151.9439 | 115.5053 | 96.4171 | 176.2632 | 115.4799 | 143.1124 | 115.5917 | 110.7471 | 115.4949 | 96.5625 | 95.2774 | 115.5829 | 115.8439 | 132.7771 | 132.8447 | 132.8447 | 95.2774 | 125.5404 | 88.9607
2020-05-05 23:20 | 0.00 | 186.2872 | 212.9073 | 189.9857 | 220.9009 | 189.9921 | 176.0156 | 240.6121 | 189.9982 | 210.94 | 189.9601 | 185.2788 | 189.9948 | 164.7472 | 163.6494 | 189.9642 | 188.144 | 206.9891 | 206.9371 | 206.9371 | 163.6494 | 201.3219 | 158.2197
2020-05-05 23:21 | 0.00 | 249.0036 | 264.1786 | 249.7996 | 272.2951 | 249.8394 | 241.149 | 285.5767 | 249.8826 | 262.4999 | 249.6683 | 245.7773 | 249.8574 | 222.079 | 221.3136 | 249.6875 | 246.7298 | 263.4959 | 263.3155 | 263.3155 | 221.3136 | 260.2474 | 217.5052
2020-05-05 23:22 | 0.00 | 288.525 | 292.4446 | 287.1565 | 299.5073 | 287.222 | 282.8932 | 305.1293 | 287.2939 | 291.2395 | 286.9435 | 284.2437 | 287.252 | 260.6876 | 260.3018 | 286.9744 | 284.3505 | 295.0286 | 294.7622 | 294.7622 | 260.3018 | 294.702 | 258.3458
2020-05-05 23:23 | 0.00 | 315.0508 | 309.0412 | 312.302 | 314.4373 | 312.3872 | 310.9249 | 312.1646 | 312.4809 | 308.374 | 312.0267 | 310.6277 | 312.4263 | 288.8705 | 288.8492 | 312.0665 | 309.8813 | 312.8305 | 312.5106 | 312.5106 | 288.8492 | 315.6949 | 288.6656
2020-05-05 23:24 | 0.00 | 306.8975 | 293.7985 | 303.8739 | 296.5983 | 303.9525 | 303.9189 | 287.2616 | 304.0389 | 293.7358 | 303.6196 | 303.5621 | 303.9885 | 286.9579 | 287.2363 | 303.6564 | 301.3229 | 296.3424 | 296.0712 | 296.0712 | 287.2363 | 302.0427 | 288.5272
2020-05-05 23:25 | 0.00 | 175.1413 | 172.6298 | 175.3761 | 172.7034 | 175.3786 | 172.5894 | 169.2553 | 175.3804 | 172.689 | 175.3628 | 175.4358 | 175.3795 | 171.5681 | 171.6277 | 175.3652 | 174.3348 | 169.4804 | 169.4863 | 169.4863 | 171.6277 | 172.2228 | 171.9186
2020-05-05 23:26 | 0.00 | 217.7885 | 206.6147 | 217.3893 | 204.8985 | 217.4112 | 214.9795 | 192.8896 | 217.4345 | 207.1943 | 217.3146 | 218.5639 | 217.421 | 215.1502 | 215.5196 | 217.3258 | 215.0059 | 201.8763 | 201.8312 | 201.8312 | 215.5196 | 208.7173 | 217.3004
2020-05-05 23:27 | 0.00 | 133.0729 | 126.3502 | 133.4538 | 124.3928 | 133.4378 | 130.8615 | 116.0543 | 133.4191 | 126.8399 | 133.4991 | 134.4315 | 133.4302 | 134.2575 | 134.484 | 133.4931 | 133.3124 | 121.1641 | 121.246 | 121.246 | 134.484 | 126.073 | 135.6171
2020-05-05 23:28 | 0.00 | 121.3245 | 93.3981 | 123.1066 | 82.0841 | 123.0874 | 117.5312 | 51.2157 | 123.065 | 95.9341 | 123.1621 | 128.6919 | 123.0782 | 142.2725 | 143.4166 | 123.1547 | 123.2116 | 75.3633 | 75.4858 | 75.4858 | 143.4166 | 92.5716 | 149.0158
2020-05-05 23:29 | 0.00 | 40.5692 | 26.3893 | 43.486 | 20.4377 | 43.4497 | 37.3721 | 14.2076 | 43.4083 | 27.8399 | 43.5959 | 47.9027 | 43.4326 | 63.8555 | 64.7052 | 43.5806 | 44.8942 | 17.1961 | 17.3489 | 17.3489 | 64.7052 | 23.322 | 68.9079
2020-05-05 23:30 | 0.00 | 1.0647 | 0.92238 | 1.2563 | 0.92238 | 1.2431 | 0.94422 | 0.90739 | 1.2282 | 0.92238 | 1.2963 | 1.507 | 1.237 | 3.016 | 3.0734 | 1.2907 | 1.8059 | 0.82331 | 0.87495 | 0.87495 | 3.0734 | 0.84733 | 3.379
2020-05-05 23:31 | 0.00 | 0 | 0 | 0 | 0 | 0 | 0 | 0 | 0 | 0 | 0 | 0 | 0 | 0 | 0 | 0 | 0 | 0 | 0 | 0 | 0 | 0 | 0
2020-05-05 23:32 | 0.00 | 0 | 0 | 0 | 0 | 0 | 0 | 0 | 0 | 0 | 0 | 0 | 0 | 0 | 0 | 0 | 0 | 0 | 0 | 0 | 0 | 0 | 0
2020-05-05 23:33 | 0.00 | 0 | 0 | 0 | 0 | 0 | 0 | 0 | 0 | 0 | 0 | 0 | 0 | 0 | 0 | 0 | 0 | 0 | 0 | 0 | 0 | 0 | 0
2020-05-05 23:34 | 0.00 | 0 | 0 | 0 | 0 | 0 | 0 | 0 | 0 | 0 | 0 | 0 | 0 | 0 | 0 | 0 | 0 | 0 | 0 | 0 | 0 | 0 | 0
2020-05-05 23:35 | 0.00 | 0 | 0 | 0 | 0 | 0 | 0 | 0 | 0 | 0 | 0 | 0 | 0 | 0 | 0 | 0 | 0 | 0 | 0 | 0 | 0 | 0 | 0
2020-05-05 23:36 | 0.00 | 0 | 0 | 0 | 0 | 0 | 0 | 0 | 0 | 0 | 0 | 0 | 0 | 0 | 0 | 0 | 0 | 0 | 0 | 0 | 0 | 0 | 0
2020-05-05 23:37 | 0.00 | 0 | 0 | 0 | 0 | 0 | 0 | 0 | 0 | 0 | 0 | 0 | 0 | 0 | 0 | 0 | 0 | 0 | 0 | 0 | 0 | 0 | 0
2020-05-05 23:38 | 0.00 | 0 | 0 | 0 | 0 | 0 | 0 | 0 | 0 | 0 | 0 | 0 | 0 | 0 | 0 | 0 | 0 | 0 | 0 | 0 | 0 | 0 | 0
2020-05-05 23:39 | 0.00 | 0 | 0 | 0 | 0 | 0 | 0 | 0 | 0 | 0 | 0 | 0 | 0 | 0 | 0 | 0 | 0 | 0 | 0 | 0 | 0 | 0 | 0
2020-05-05 23:40 | 0.00 | 0 | 0 | 0 | 0 | 0 | 0 | 0 | 0 | 0 | 0 | 0 | 0 | 0 | 0 | 0 | 0 | 0 | 0 | 0 | 0 | 0 | 0
2020-05-05 23:41 | 0.00 | 0.32291 | 1.876 | 0.57931 | 2.0089 | 0.57272 | 0.22941 | 3.2887 | 0.56523 | 1.8004 | 0.59929 | 0.46995 | 0.56963 | 0.45097 | 0.41377 | 0.59651 | 0.85583 | 0.9042 | 0.92999 | 0.92999 | 0.41377 | 0.66298 | 0.26508
2020-05-05 23:42 | 0.00 | 31.9431 | 63.8504 | 38.6458 | 67.4763 | 38.6088 | 23.4146 | 88.6646 | 38.5667 | 62.3699 | 38.7577 | 35.6304 | 38.5914 | 31.2287 | 30.3169 | 38.7422 | 40.1032 | 48.918 | 49.0582 | 49.0582 | 30.3169 | 43.3189 | 25.9917
2020-05-05 23:43 | 0.00 | 109.8187 | 146.2139 | 116.8371 | 152.7547 | 116.8155 | 97.3765 | 176.6964 | 116.7904 | 144.2121 | 116.9002 | 112.1565 | 116.8052 | 98.4477 | 97.1754 | 116.8916 | 117.1242 | 133.2466 | 133.3136 | 133.3136 | 97.1754 | 126.2545 | 90.9172
2020-05-05 23:44 | 0.00 | 186.6942 | 212.8526 | 190.5552 | 220.405 | 190.562 | 176.3681 | 239.3543 | 190.5684 | 210.9673 | 190.5285 | 186.0443 | 190.5648 | 166.4841 | 165.4192 | 190.5328 | 188.6876 | 206.3005 | 206.2497 | 206.2497 | 165.4192 | 200.9989 | 160.147
2020-05-05 23:45 | 0.00 | 210.0871 | 219.9612 | 210.9565 | 225.0764 | 210.9749 | 204.1187 | 233.092 | 210.9943 | 218.8953 | 210.8931 | 208.3923 | 210.983 | 192.734 | 192.243 | 210.9026 | 208.7299 | 217.9422 | 217.8618 | 217.8618 | 192.243 | 216.5343 | 189.8093
2020-05-05 23:46 | 0.00 | 239.3311 | 241.1479 | 238.6928 | 245.3951 | 238.737 | 234.9683 | 247.7827 | 238.7851 | 240.4382 | 238.5474 | 236.9668 | 238.7571 | 221.59 | 221.3765 | 238.5686 | 237.1615 | 241.4132 | 241.2407 | 241.2407 | 221.3765 | 242.1148 | 220.2831
2020-05-05 23:47 | 0.00 | 203.0654 | 201.5333 | 202.6417 | 203.5245 | 202.6605 | 199.9456 | 202.1995 | 202.6804 | 201.2678 | 202.5769 | 201.9379 | 202.6689 | 192.6698 | 192.6304 | 202.5866 | 201.0896 | 200.4476 | 200.3841 | 200.3841 | 192.6304 | 202.4324 | 192.4236
2020-05-05 23:48 | 0.00 | 131.4342 | 130.7814 | 131.874 | 130.8794 | 131.858 | 129.332 | 129.1544 | 131.8392 | 130.7842 | 131.9193 | 131.8017 | 131.8503 | 129.1782 | 129.1708 | 131.9133 | 131.7356 | 127.9052 | 127.9758 | 127.9758 | 129.1708 | 129.6498 | 129.1605
2020-05-05 23:49 | 0.00 | 132.6284 | 131.3574 | 132.9647 | 131.4104 | 132.9501 | 130.5633 | 129.1971 | 132.9329 | 131.3846 | 133.0056 | 132.9429 | 132.9431 | 130.1922 | 130.2036 | 133.0003 | 132.7195 | 128.573 | 128.6393 | 128.6393 | 130.2036 | 130.5329 | 130.2843
2020-05-05 23:50 | 0.00 | 62.022 | 61.9901 | 62.3288 | 61.9882 | 62.2944 | 60.959 | 61.2886 | 62.2551 | 61.9908 | 62.4325 | 62.2403 | 62.2782 | 61.2071 | 61.1688 | 62.4182 | 63.5898 | 60.2418 | 60.3784 | 60.3784 | 61.1688 | 61.0635 | 61.0372
2020-05-05 23:51 | 0.00 | 48.33 | 48.2968 | 48.5693 | 48.2936 | 48.5334 | 47.4999 | 47.7375 | 48.4925 | 48.2977 | 48.6776 | 48.4815 | 48.5165 | 47.6817 | 47.6419 | 48.6626 | 49.942 | 46.872 | 47.0139 | 47.0139 | 47.6419 | 47.5267 | 47.5055
2020-05-05 23:52 | 0.00 | 35.2375 | 35.1439 | 35.4201 | 35.1108 | 35.3823 | 34.6198 | 34.6333 | 35.3393 | 35.1511 | 35.5345 | 35.3466 | 35.3645 | 34.8146 | 34.7756 | 35.5186 | 36.9377 | 33.9786 | 34.1273 | 34.1273 | 34.7756 | 34.5114 | 34.6468
2020-05-05 23:53 | 0.00 | 24.5065 | 22.8893 | 25.0044 | 22.1991 | 24.9659 | 23.7422 | 21.5504 | 24.922 | 23.0576 | 25.1212 | 25.4743 | 24.9478 | 27.2266 | 27.2936 | 25.105 | 26.5796 | 21.1188 | 21.2709 | 21.2709 | 27.2936 | 22.0486 | 27.6836
2020-05-05 23:54 | 0.00 | 0.73764 | 0.65208 | 0.86049 | 0.65208 | 0.84731 | 0.66491 | 0.64206 | 0.83233 | 0.65208 | 0.90046 | 1.0108 | 0.84113 | 2.0089 | 2.0413 | 0.89491 | 1.4106 | 0.59738 | 0.62319 | 0.62319 | 2.0413 | 0.61177 | 2.2235
2020-05-05 23:55 | 0.00 | 0 | 0 | 0 | 0 | 0 | 0 | 0 | 0 | 0 | 0 | 0 | 0 | 0 | 0 | 0 | 0 | 0 | 0 | 0 | 0 | 0 | 0
2020-05-05 23:56 | 0.00 | 0 | 0 | 0 | 0 | 0 | 0 | 0 | 0 | 0 | 0 | 0 | 0 | 0 | 0 | 0 | 0 | 0 | 0 | 0 | 0 | 0 | 0
2020-05-05 23:57 | 0.00 | 0 | 0 | 0 | 0 | 0 | 0 | 0 | 0 | 0 | 0 | 0 | 0 | 0 | 0 | 0 | 0 | 0 | 0 | 0 | 0 | 0 | 0
2020-05-05 23:58 | 0.00 | 0 | 0 | 0 | 0 | 0 | 0 | 0 | 0 | 0 | 0 | 0 | 0 | 0 | 0 | 0 | 0 | 0 | 0 | 0 | 0 | 0 | 0
2020-05-05 23:59 | 0.00 | 0 | 0 | 0 | 0 | 0 | 0 | 0 | 0 | 0 | 0 | 0 | 0 | 0 | 0 | 0 | 0 | 0 | 0 | 0 | 0 | 0 | 0
2020-05-06 | 0.00 | 0 | 0 | 0 | 0 | 0 | 0 | 0 | 0 | 0 | 0 | 0 | 0 | 0 | 0 | 0 | 0 | 0 | 0 | 0 | 0 | 0 | 0
2020-05-06 00:01 | 0.00 | 0 | 0 | 0 | 0 | 0 | 0 | 0 | 0 | 0 | 0 | 0 | 0 | 0 | 0 | 0 | 0 | 0 | 0 | 0 | 0 | 0 | 0
2020-05-06 00:02 | 0.00 | 0 | 0 | 0 | 0 | 0 | 0 | 0 | 0 | 0 | 0 | 0 | 0 | 0 | 0 | 0 | 0 | 0 | 0 | 0 | 0 | 0 | 0
2020-05-06 00:03 | 0.00 | 0 | 0 | 0 | 0 | 0 | 0 | 0 | 0 | 0 | 0 | 0 | 0 | 0 | 0 | 0 | 0 | 0 | 0 | 0 | 0 | 0 | 0
2020-05-06 00:04 | 0.00 | 0 | 0 | 0 | 0 | 0 | 0 | 0 | 0 | 0 | 0 | 0 | 0 | 0 | 0 | 0 | 0 | 0 | 0 | 0 | 0 | 0 | 0
2020-05-06 00:05 | 0.00 | 0.54055 | 1.9067 | 0.77671 | 2.0152 | 0.77012 | 0.44442 | 3.1086 | 0.76264 | 1.8422 | 0.79668 | 0.6785 | 0.76704 | 0.66469 | 0.63007 | 0.79391 | 1.1825 | 1.033 | 1.0588 | 1.0588 | 0.63007 | 0.83106 | 0.48949
2020-05-06 00:06 | 0.00 | 32.2513 | 62.7671 | 38.7938 | 66.1084 | 38.7568 | 23.8672 | 86.0485 | 38.7147 | 61.3753 | 38.9056 | 35.9294 | 38.7394 | 31.8461 | 30.9671 | 38.8901 | 40.2507 | 48.193 | 48.3334 | 48.3334 | 30.9671 | 42.9755 | 26.7839
2020-05-06 00:07 | 0.00 | 109.2038 | 146.3648 | 116.5429 | 152.7889 | 116.5212 | 96.3714 | 176.8981 | 116.496 | 144.362 | 116.6064 | 111.8582 | 116.5109 | 98.4362 | 97.1473 | 116.5978 | 116.8395 | 132.6203 | 132.6883 | 132.6883 | 97.1473 | 125.6512 | 90.8028
2020-05-06 00:08 | 0.00 | 187.6004 | 214.7305 | 191.7678 | 222.3013 | 191.7751 | 176.8077 | 241.6723 | 191.7823 | 212.8166 | 191.7394 | 187.1915 | 191.7782 | 167.5615 | 166.4695 | 191.7439 | 189.8568 | 207.455 | 207.4019 | 207.4019 | 166.4695 | 202.1063 | 161.0593
2020-05-06 00:09 | 0.00 | 251.6216 | 267.2746 | 252.896 | 274.8839 | 252.9379 | 243.3118 | 287.7691 | 252.9834 | 265.6619 | 252.7582 | 249.036 | 252.9569 | 226.4274 | 225.6716 | 252.7783 | 249.8425 | 265.1983 | 265.0132 | 265.0132 | 225.6716 | 262.2758 | 221.8987
2020-05-06 00:10 | 0.00 | 247.8976 | 250.8989 | 247.9468 | 254.5443 | 247.9868 | 243.0345 | 256.959 | 248.0304 | 250.2509 | 247.8145 | 246.384 | 248.0051 | 232.8235 | 232.6082 | 247.8339 | 245.1607 | 249.316 | 249.1641 | 249.1641 | 232.6082 | 250.2064 | 231.5012
2020-05-06 00:11 | 0.00 | 228.3012 | 226.7689 | 228.3801 | 228.0232 | 228.409 | 224.7854 | 225.7963 | 228.4401 | 226.6181 | 228.2832 | 227.9802 | 228.422 | 220.3744 | 220.3826 | 228.2976 | 225.9478 | 224.045 | 223.9494 | 223.9494 | 220.3826 | 226.6169 | 220.3834
2020-05-06 00:12 | 0.00 | 298.93 | 288.1561 | 296.9694 | 290.0565 | 297.043 | 295.3667 | 281.3141 | 297.1238 | 288.1667 | 296.7311 | 296.8681 | 297.0767 | 283.2153 | 283.4718 | 296.7656 | 294.3448 | 288.0783 | 287.8301 | 287.8301 | 283.4718 | 293.748 | 284.6476
2020-05-06 00:13 | 0.00 | 290.4872 | 272.3421 | 288.1318 | 272.0268 | 288.1986 | 287.504 | 255.7835 | 288.2718 | 272.9053 | 287.915 | 289.2102 | 288.2292 | 278.7233 | 279.2537 | 287.9464 | 285.3826 | 270.862 | 270.661 | 270.661 | 279.2537 | 279.7565 | 281.7797
2020-05-06 00:14 | 0.00 | 200.7962 | 187.6048 | 200.1776 | 185.4759 | 200.1904 | 198.1668 | 171.6003 | 200.2036 | 188.3048 | 200.1318 | 201.5823 | 200.196 | 198.4993 | 198.9251 | 200.1388 | 198.2897 | 182.7565 | 182.7462 | 182.7462 | 198.9251 | 190.3974 | 200.9997
2020-05-06 00:15 | 0.00 | 148.4386 | 135.2385 | 148.5231 | 131.5955 | 148.5139 | 146.0016 | 116.4058 | 148.5028 | 136.1702 | 148.5467 | 150.4335 | 148.5094 | 151.4018 | 151.8624 | 148.5438 | 147.8631 | 128.2222 | 128.2916 | 128.2916 | 151.8624 | 136.4066 | 154.1312
2020-05-06 00:16 | 0.00 | 108.7525 | 94.1094 | 110.2474 | 87.6727 | 110.225 | 105.6552 | 70.0059 | 110.1991 | 95.5144 | 110.313 | 113.3005 | 110.2144 | 120.5156 | 121.1193 | 110.3041 | 110.595 | 82.1695 | 82.2891 | 82.2891 | 121.1193 | 92.2849 | 124.0894
2020-05-06 00:17 | 0.00 | 31.3799 | 30.2119 | 31.7158 | 29.6303 | 31.678 | 30.6528 | 28.3359 | 31.6349 | 30.3375 | 31.8303 | 31.9418 | 31.6602 | 32.5002 | 32.5184 | 31.8144 | 33.2362 | 28.3089 | 28.4588 | 28.4588 | 32.5184 | 29.4139 | 32.6679
2020-05-06 00:18 | 0.00 | 1.0978 | 1.026 | 1.1964 | 1.026 | 1.1832 | 1.0285 | 1.008 | 1.1682 | 1.026 | 1.2363 | 1.2979 | 1.177 | 2.0004 | 2.0185 | 1.2308 | 1.746 | 0.92003 | 0.97165 | 0.97165 | 2.0185 | 0.94754 | 2.1296
2020-05-06 00:19 | 0.00 | 0 | 0 | 0 | 0 | 0 | 0 | 0 | 0 | 0 | 0 | 0 | 0 | 0 | 0 | 0 | 0 | 0 | 0 | 0 | 0 | 0 | 0
2020-05-06 00:20 | 0.00 | 0 | 0 | 0 | 0 | 0 | 0 | 0 | 0 | 0 | 0 | 0 | 0 | 0 | 0 | 0 | 0 | 0 | 0 | 0 | 0 | 0 | 0
2020-05-06 00:21 | 0.00 | 0 | 0 | 0 | 0 | 0 | 0 | 0 | 0 | 0 | 0 | 0 | 0 | 0 | 0 | 0 | 0 | 0 | 0 | 0 | 0 | 0 | 0
2020-05-06 00:22 | 0.00 | 0 | 0 | 0 | 0 | 0 | 0 | 0 | 0 | 0 | 0 | 0 | 0 | 0 | 0 | 0 | 0 | 0 | 0 | 0 | 0 | 0 | 0
2020-05-06 00:23 | 0.00 | 0 | 0 | 0 | 0 | 0 | 0 | 0 | 0 | 0 | 0 | 0 | 0 | 0 | 0 | 0 | 0 | 0 | 0 | 0 | 0 | 0 | 0
2020-05-06 00:24 | 0.00 | 0 | 0 | 0 | 0 | 0 | 0 | 0 | 0 | 0 | 0 | 0 | 0 | 0 | 0 | 0 | 0 | 0 | 0 | 0 | 0 | 0 | 0
2020-05-06 00:25 | 0.00 | 0 | 0 | 0 | 0 | 0 | 0 | 0 | 0 | 0 | 0 | 0 | 0 | 0 | 0 | 0 | 0 | 0 | 0 | 0 | 0 | 0 | 0
2020-05-06 00:26 | 0.00 | 0 | 0 | 0 | 0 | 0 | 0 | 0 | 0 | 0 | 0 | 0 | 0 | 0 | 0 | 0 | 0 | 0 | 0 | 0 | 0 | 0 | 0
2020-05-06 00:27 | 0.00 | 0 | 0 | 0 | 0 | 0 | 0 | 0 | 0 | 0 | 0 | 0 | 0 | 0 | 0 | 0 | 0 | 0 | 0 | 0 | 0 | 0 | 0
2020-05-06 00:28 | 0.00 | 0 | 0 | 0 | 0 | 0 | 0 | 0 | 0 | 0 | 0 | 0 | 0 | 0 | 0 | 0 | 0 | 0 | 0 | 0 | 0 | 0 | 0
2020-05-06 00:29 | 0.00 | 0 | 0 | 0 | 0 | 0 | 0 | 0 | 0 | 0 | 0 | 0 | 0 | 0 | 0 | 0 | 0 | 0 | 0 | 0 | 0 | 0 | 0
2020-05-06 00:30 | 0.00 | 6.6065 | 6.6186 | 6.6432 | 6.6214 | 6.6236 | 6.487 | 6.5532 | 6.6014 | 6.6176 | 6.7026 | 6.597 | 6.6144 | 6.4908 | 6.4683 | 6.6943 | 7.4538 | 6.3215 | 6.3983 | 6.3983 | 6.4683 | 6.4238 | 6.39
2020-05-06 00:31 | 0.00 | 12.5347 | 12.5325 | 12.5984 | 12.5359 | 12.5592 | 12.3148 | 12.3904 | 12.5146 | 12.5314 | 12.7172 | 12.5082 | 12.5408 | 12.3082 | 12.2637 | 12.7007 | 14.2217 | 11.9685 | 12.1222 | 12.1222 | 12.2637 | 12.1688 | 12.1103
2020-05-06 00:32 | 0.00 | 45.3088 | 45.3148 | 45.5359 | 45.3227 | 45.4994 | 44.5262 | 44.8352 | 45.458 | 45.3128 | 45.6459 | 45.4413 | 45.4823 | 44.6764 | 44.6345 | 45.6307 | 46.9499 | 43.9657 | 44.1094 | 44.1094 | 44.6345 | 44.5676 | 44.4889
2020-05-06 00:33 | 0.00 | 60.0264 | 60.0157 | 60.3222 | 60.0202 | 60.2882 | 59.003 | 59.3672 | 60.2495 | 60.0148 | 60.4246 | 60.2317 | 60.2723 | 59.2296 | 59.1909 | 60.4105 | 61.5513 | 58.3331 | 58.4682 | 58.4682 | 59.1909 | 59.1153 | 59.0569
2020-05-06 00:34 | 0.00 | 58.1918 | 58.1806 | 58.4766 | 58.1882 | 58.4426 | 57.2002 | 57.5575 | 58.4038 | 58.1792 | 58.579 | 58.3853 | 58.4266 | 57.406 | 57.3671 | 58.5649 | 59.7068 | 56.5484 | 56.6835 | 56.6835 | 57.3671 | 57.3064 | 57.2324
2020-05-06 00:35 | 0.00 | 50.4667 | 50.4436 | 50.7135 | 50.4471 | 50.6776 | 49.6054 | 49.8851 | 50.6366 | 50.4431 | 50.8221 | 50.6221 | 50.6607 | 49.778 | 49.7375 | 50.8071 | 52.0917 | 48.9822 | 49.1243 | 49.1243 | 49.7375 | 49.6532 | 49.5982
2020-05-06 00:36 | 0.00 | 110.4208 | 110.3171 | 110.926 | 110.3289 | 110.9058 | 108.6033 | 109.1182 | 110.8823 | 110.3178 | 110.9847 | 110.8555 | 110.8962 | 108.9996 | 108.978 | 110.9768 | 111.1074 | 107.6048 | 107.6903 | 107.6903 | 108.978 | 108.9828 | 108.9034
2020-05-06 00:37 | 0.00 | 64.4799 | 64.4478 | 64.7951 | 64.448 | 64.7621 | 63.384 | 63.7298 | 64.7243 | 64.4481 | 64.8944 | 64.7083 | 64.7465 | 63.636 | 63.5991 | 64.8807 | 65.9516 | 62.6638 | 62.7954 | 62.7954 | 63.5991 | 63.5074 | 63.4721
2020-05-06 00:38 | 0.00 | 47.0173 | 46.9785 | 47.2493 | 46.9748 | 47.2132 | 46.2101 | 46.428 | 47.1721 | 46.9796 | 47.3582 | 47.1618 | 47.1962 | 46.3834 | 46.3435 | 47.3431 | 48.6363 | 45.5853 | 45.7279 | 45.7279 | 46.3435 | 46.2259 | 46.2073
2020-05-06 00:39 | 0.00 | 103.3025 | 98.3969 | 103.8082 | 96.6996 | 103.7835 | 101.373 | 90.1614 | 103.755 | 98.7951 | 103.8812 | 104.5862 | 103.7718 | 104.838 | 104.999 | 103.8712 | 104.3315 | 93.6556 | 93.7661 | 93.7661 | 104.999 | 97.6029 | 105.824
2020-05-06 00:40 | 0.00 | 102.6758 | 91.7236 | 103.7368 | 87.1338 | 103.7141 | 100.0933 | 73.4956 | 103.6879 | 92.738 | 103.8033 | 105.9002 | 103.7033 | 110.3625 | 110.7966 | 103.7943 | 104.1067 | 82.6659 | 82.7812 | 82.7812 | 110.7966 | 90.4178 | 112.9451
2020-05-06 00:41 | 0.00 | 12.2275 | 12.2121 | 12.2879 | 12.2118 | 12.2619 | 12.0155 | 12.0619 | 12.2324 | 12.2122 | 12.3665 | 12.2289 | 12.2497 | 12.0321 | 12.0031 | 12.3556 | 13.5941 | 11.7416 | 11.8434 | 11.8434 | 12.0031 | 11.9284 | 11.9038
2020-05-06 00:42 | 0.00 | 0 | 0 | 0 | 0 | 0 | 0 | 0 | 0 | 0 | 0 | 0 | 0 | 0 | 0 | 0 | 0.013502 | 0 | 0 | 0 | 0 | 0 | 0
2020-05-06 00:43 | 0.00 | 0 | 0 | 0 | 0 | 0 | 0 | 0 | 0 | 0 | 0 | 0 | 0 | 0 | 0 | 0 | 0 | 0 | 0 | 0 | 0 | 0 | 0
2020-05-06 00:44 | 0.00 | 0 | 0 | 0 | 0 | 0 | 0 | 0 | 0 | 0 | 0 | 0 | 0 | 0 | 0 | 0 | 0 | 0 | 0 | 0 | 0 | 0 | 0
2020-05-06 00:45 | 0.00 | 0 | 0 | 0 | 0 | 0 | 0 | 0 | 0 | 0 | 0 | 0 | 0 | 0 | 0 | 0 | 0 | 0 | 0 | 0 | 0 | 0 | 0
2020-05-06 00:46 | 0.00 | 0 | 0 | 0 | 0 | 0 | 0 | 0 | 0 | 0 | 0 | 0 | 0 | 0 | 0 | 0 | 0 | 0 | 0 | 0 | 0 | 0 | 0
2020-05-06 00:47 | 0.00 | 0 | 0 | 0 | 0 | 0 | 0 | 0 | 0 | 0 | 0 | 0 | 0 | 0 | 0 | 0 | 0 | 0 | 0 | 0 | 0 | 0 | 0
2020-05-06 00:48 | 0.00 | 0 | 0 | 0 | 0 | 0 | 0 | 0 | 0 | 0 | 0 | 0 | 0 | 0 | 0 | 0 | 0 | 0 | 0 | 0 | 0 | 0 | 0
2020-05-06 00:49 | 0.00 | 0 | 0 | 0 | 0 | 0 | 0 | 0 | 0 | 0 | 0 | 0 | 0 | 0 | 0 | 0 | 0 | 0 | 0 | 0 | 0 | 0 | 0
2020-05-06 00:50 | 0.00 | 0 | 0 | 0 | 0 | 0 | 0 | 0 | 0 | 0 | 0 | 0 | 0 | 0 | 0 | 0 | 0 | 0 | 0 | 0 | 0 | 0 | 0
2020-05-06 00:51 | 0.00 | 0 | 0 | 0 | 0 | 0 | 0 | 0 | 0 | 0 | 0 | 0 | 0 | 0 | 0 | 0 | 0 | 0 | 0 | 0 | 0 | 0 | 0
2020-05-06 00:52 | 0.00 | 0 | 0 | 0 | 0 | 0 | 0 | 0 | 0 | 0 | 0 | 0 | 0 | 0 | 0 | 0 | 0 | 0 | 0 | 0 | 0 | 0 | 0
2020-05-06 00:53 | 0.00 | 0.66652 | 2.3324 | 0.93739 | 2.4482 | 0.9242 | 0.55168 | 3.7866 | 0.91585 | 2.2546 | 0.97735 | 0.82794 | 0.92025 | 0.82645 | 0.78899 | 0.9718 | 1.4874 | 1.171 | 1.2226 | 1.2226 | 0.78899 | 0.96478 | 0.63331
2020-05-06 00:54 | 0.00 | 38.0555 | 66.362 | 44.3897 | 69.1077 | 44.3534 | 30.0287 | 87.1443 | 44.312 | 65.1241 | 44.4993 | 41.857 | 44.3363 | 38.6448 | 37.8378 | 44.4841 | 45.7937 | 51.7743 | 51.9129 | 51.9129 | 37.8378 | 47.34 | 33.9932
2020-05-06 00:55 | 0.00 | 83.3339 | 98.9812 | 86.766 | 101.4718 | 86.7377 | 77.1925 | 111.1096 | 86.7052 | 98.1691 | 86.8504 | 84.8467 | 86.7243 | 79.1697 | 78.622 | 86.8388 | 87.5639 | 91.5744 | 91.6809 | 91.6809 | 78.622 | 89.313 | 75.9574
2020-05-06 00:56 | 0.00 | 141.0229 | 157.7049 | 144.0332 | 161.9162 | 144.0221 | 133.7382 | 173.1337 | 144.0088 | 156.597 | 144.0628 | 141.3786 | 144.0167 | 130.1085 | 129.4527 | 144.059 | 143.5172 | 151.4257 | 151.4596 | 151.4596 | 129.4527 | 148.8282 | 126.2277
2020-05-06 00:57 | 0.00 | 256.939 | 273.1858 | 258.7079 | 280.4068 | 258.7535 | 248.0271 | 293.0343 | 258.8032 | 271.618 | 258.5582 | 254.9744 | 258.7743 | 233.176 | 232.429 | 258.5801 | 255.6702 | 269.6222 | 269.426 | 269.426 | 232.429 | 267.057 | 228.6878
2020-05-06 00:58 | 0.00 | 298.6029 | 303.8604 | 298.2022 | 310.148 | 298.2763 | 291.8825 | 315.414 | 298.3576 | 302.7388 | 297.9622 | 295.5254 | 298.3102 | 273.6039 | 273.2283 | 297.997 | 295.5555 | 303.6052 | 303.3132 | 303.3132 | 273.2283 | 303.8708 | 271.2957
2020-05-06 00:59 | 0.00 | 310.465 | 306.9016 | 309.1991 | 310.8 | 309.2825 | 305.4933 | 308.5029 | 309.3742 | 306.3983 | 308.9295 | 307.969 | 309.3207 | 290.6248 | 290.6124 | 308.9685 | 306.7871 | 306.7952 | 306.491 | 306.491 | 290.6124 | 310.0151 | 290.4521
2020-05-06 01:00 | 0.00 | 307.6578 | 297.939 | 306.2164 | 299.4934 | 306.2997 | 303.6106 | 290.9126 | 306.3911 | 297.9739 | 305.9476 | 306.2103 | 306.3378 | 293.4778 | 293.7345 | 305.9865 | 303.949 | 296.5118 | 296.2311 | 296.2311 | 293.7345 | 302.3017 | 294.888
2020-05-06 01:01 | 0.00 | 306.0385 | 285.5603 | 303.6443 | 284.7677 | 303.7226 | 302.5439 | 265.8198 | 303.8086 | 286.2646 | 303.391 | 305.0233 | 303.7584 | 294.2033 | 294.8235 | 303.4277 | 301.0758 | 283.0217 | 282.7891 | 282.7891 | 294.8235 | 293.3805 | 297.7709
2020-05-06 01:02 | 0.00 | 262.0023 | 236.3307 | 260.5267 | 231.7543 | 260.5737 | 258.5503 | 204.8871 | 260.625 | 237.7644 | 260.3724 | 263.451 | 260.5952 | 260.0709 | 260.9347 | 260.395 | 257.5185 | 228.7185 | 228.6203 | 228.6203 | 260.9347 | 242.6637 | 265.1009
2020-05-06 01:03 | 0.00 | 210.4168 | 181.1518 | 210.7673 | 171.9612 | 210.784 | 206.2184 | 137.4087 | 210.8015 | 183.3897 | 210.7091 | 215.4279 | 210.7914 | 221.1948 | 222.2833 | 210.7179 | 208.2183 | 165.7696 | 165.7918 | 165.7918 | 222.2833 | 183.6633 | 227.5634
2020-05-06 01:04 | 0.00 | 122.2183 | 95.1177 | 125.0354 | 82.7019 | 125.0167 | 117.2264 | 50.3246 | 124.9949 | 97.7995 | 125.0893 | 130.9315 | 125.0078 | 146.2883 | 147.4463 | 125.0821 | 125.1014 | 73.5636 | 73.6881 | 73.6881 | 147.4463 | 91.8432 | 153.0986
2020-05-06 01:05 | 0.00 | 40.8191 | 27.0398 | 44.5398 | 20.3992 | 44.5034 | 36.7898 | 13.7803 | 44.462 | 28.656 | 44.6495 | 49.2399 | 44.4864 | 66.8506 | 67.7182 | 44.6343 | 45.9471 | 16.4829 | 16.636 | 16.636 | 67.7182 | 22.6443 | 71.9968
2020-05-06 01:06 | 0.00 | 1.4868 | 1.3106 | 1.7616 | 1.3106 | 1.7485 | 1.325 | 1.2911 | 1.7335 | 1.3106 | 1.8015 | 2.0812 | 1.7423 | 3.9807 | 4.0511 | 1.796 | 2.3104 | 1.2013 | 1.253 | 1.253 | 4.0511 | 1.2305 | 4.419
2020-05-06 01:07 | 0.00 | 0 | 0 | 0 | 0 | 0 | 0 | 0 | 0 | 0 | 0 | 0 | 0 | 0 | 0 | 0 | 0 | 0 | 0 | 0 | 0 | 0 | 0
2020-05-06 01:08 | 0.00 | 0 | 0 | 0 | 0 | 0 | 0 | 0 | 0 | 0 | 0 | 0 | 0 | 0 | 0 | 0 | 0 | 0 | 0 | 0 | 0 | 0 | 0
2020-05-06 01:09 | 0.00 | 0 | 0 | 0 | 0 | 0 | 0 | 0 | 0 | 0 | 0 | 0 | 0 | 0 | 0 | 0 | 0 | 0 | 0 | 0 | 0 | 0 | 0
2020-05-06 01:10 | 0.00 | 0 | 0 | 0 | 0 | 0 | 0 | 0 | 0 | 0 | 0 | 0 | 0 | 0 | 0 | 0 | 0 | 0 | 0 | 0 | 0 | 0 | 0
2020-05-06 01:11 | 0.00 | 0 | 0 | 0 | 0 | 0 | 0 | 0 | 0 | 0 | 0 | 0 | 0 | 0 | 0 | 0 | 0 | 0 | 0 | 0 | 0 | 0 | 0
2020-05-06 01:12 | 0.00 | 0 | 0 | 0 | 0 | 0 | 0 | 0 | 0 | 0 | 0 | 0 | 0 | 0 | 0 | 0 | 0 | 0 | 0 | 0 | 0 | 0 | 0
2020-05-06 01:13 | 0.00 | 0 | 0 | 0 | 0 | 0 | 0 | 0 | 0 | 0 | 0 | 0 | 0 | 0 | 0 | 0 | 0 | 0 | 0 | 0 | 0 | 0 | 0
2020-05-06 01:14 | 0.00 | 0 | 0 | 0 | 0 | 0 | 0 | 0 | 0 | 0 | 0 | 0 | 0 | 0 | 0 | 0 | 0 | 0 | 0 | 0 | 0 | 0 | 0
2020-05-06 01:15 | 0.00 | 0 | 0 | 0 | 0 | 0 | 0 | 0 | 0 | 0 | 0 | 0 | 0 | 0 | 0 | 0 | 0 | 0 | 0 | 0 | 0 | 0 | 0
2020-05-06 01:16 | 0.00 | 0 | 0 | 0 | 0 | 0 | 0 | 0 | 0 | 0 | 0 | 0 | 0 | 0 | 0 | 0 | 0 | 0 | 0 | 0 | 0 | 0 | 0
2020-05-06 01:17 | 0.00 | 0.6211 | 2.672 | 0.97459 | 2.8032 | 0.96141 | 0.48234 | 4.4196 | 0.94643 | 2.5787 | 1.0146 | 0.82676 | 0.95523 | 0.84835 | 0.79178 | 1.009 | 1.5245 | 1.2591 | 1.3107 | 1.3107 | 0.79178 | 0.9869 | 0.60497
2020-05-06 01:18 | 0.00 | 33.8723 | 66.6868 | 41.2474 | 69.7935 | 41.2106 | 24.5961 | 90.5486 | 41.1688 | 65.2668 | 41.3584 | 38.3352 | 41.1934 | 34.8018 | 33.8685 | 41.343 | 42.6838 | 49.8526 | 49.9924 | 49.9924 | 33.8685 | 44.6833 | 29.4065
2020-05-06 01:19 | 0.00 | 112.6562 | 151.2636 | 120.8 | 157.2684 | 120.7796 | 98.8166 | 181.5197 | 120.756 | 149.2875 | 120.8593 | 116.2115 | 120.7699 | 103.7212 | 102.42 | 120.8513 | 120.9947 | 135.2294 | 135.2938 | 135.2938 | 102.42 | 128.6181 | 96.0035
2020-05-06 01:20 | 0.00 | 192.1665 | 221.2063 | 197.2145 | 228.4789 | 197.2245 | 180.1693 | 248.2918 | 197.2346 | 219.2883 | 197.1775 | 192.6624 | 197.2288 | 173.6943 | 172.5752 | 197.1833 | 195.12 | 211.5306 | 211.4692 | 211.4692 | 172.5752 | 206.4454 | 167.0193
2020-05-06 01:21 | 0.00 | 254.5623 | 271.6319 | 256.5903 | 278.8911 | 256.6345 | 245.2333 | 291.9075 | 256.6827 | 270.0361 | 256.4449 | 252.7954 | 256.6547 | 230.9055 | 230.1356 | 256.4661 | 253.547 | 267.4027 | 267.2121 | 267.2121 | 230.1356 | 264.822 | 226.2823
2020-05-06 01:22 | 0.00 | 296.0682 | 301.8507 | 295.8556 | 308.1615 | 295.9278 | 289.0014 | 313.6243 | 296.007 | 300.7114 | 295.6217 | 293.1363 | 295.9608 | 271.0852 | 270.6938 | 295.6556 | 293.1662 | 301.0448 | 300.7607 | 300.7607 | 270.6938 | 301.3624 | 268.6856
2020-05-06 01:23 | 0.00 | 321.1171 | 316.8205 | 319.457 | 321.4832 | 319.5482 | 315.6543 | 319.0102 | 319.6485 | 316.2192 | 319.1628 | 317.9762 | 319.59 | 297.6663 | 297.6425 | 319.2053 | 317.1794 | 317.3403 | 317.0063 | 317.0063 | 297.6425 | 320.8609 | 297.424
2020-05-06 01:24 | 0.00 | 292.0482 | 283.2411 | 290.6365 | 285.1104 | 290.7087 | 287.9122 | 277.4936 | 290.7879 | 283.2007 | 290.4026 | 290.4417 | 290.7418 | 277.1791 | 277.3861 | 290.4365 | 288.4285 | 281.9547 | 281.7111 | 281.7111 | 277.3861 | 287.3495 | 278.317
2020-05-06 01:25 | 0.00 | 236.6311 | 233.0777 | 237.023 | 233.0339 | 237.0556 | 233.0674 | 228.0578 | 237.0908 | 233.1845 | 236.9145 | 237.2277 | 237.0703 | 232.1762 | 232.2996 | 236.9305 | 234.1223 | 228.6359 | 228.5365 | 228.5365 | 232.2996 | 232.5225 | 232.8517
2020-05-06 01:26 | 0.00 | 270.5805 | 244.753 | 269.3401 | 239.8776 | 269.3937 | 266.7284 | 212.3712 | 269.4523 | 246.2363 | 269.165 | 272.3916 | 269.4182 | 269.3091 | 270.1967 | 269.1905 | 266.4402 | 236.1449 | 236.0276 | 236.0276 | 270.1967 | 250.5762 | 274.4658
2020-05-06 01:27 | 0.00 | 209.8617 | 179.4854 | 210.4505 | 169.6184 | 210.4676 | 205.2931 | 133.3595 | 210.4857 | 181.8576 | 210.3909 | 215.4076 | 210.4752 | 222.0222 | 223.1655 | 210.3999 | 208.0607 | 162.6935 | 162.7179 | 162.7179 | 223.1655 | 181.5664 | 228.7106
2020-05-06 01:28 | 0.00 | 139.0455 | 115.3642 | 141.8331 | 104.2535 | 141.8203 | 133.9536 | 74.8169 | 141.8052 | 117.7459 | 141.8681 | 147.0614 | 141.8142 | 160.3321 | 161.3587 | 141.8635 | 141.4461 | 95.0417 | 95.1498 | 95.1498 | 161.3587 | 111.7357 | 166.3609
2020-05-06 01:29 | 0.00 | 55.3826 | 38.7044 | 60.1786 | 30.1401 | 60.1449 | 50.1488 | 21.1154 | 60.1065 | 40.7371 | 60.2799 | 65.9844 | 60.1291 | 87.7304 | 88.7949 | 60.2659 | 61.3816 | 24.7894 | 24.94 | 24.94 | 88.7949 | 32.7861 | 94.0194
2020-05-06 01:30 | 0.00 | 1.0546 | 0.83399 | 1.4286 | 0.83399 | 1.4154 | 0.86342 | 0.82155 | 1.4005 | 0.83399 | 1.4685 | 1.8779 | 1.4093 | 4.5818 | 4.6867 | 1.463 | 1.9779 | 0.74074 | 0.79238 | 0.79238 | 4.6867 | 0.76181 | 5.2242
2020-05-06 01:31 | 0.00 | 0 | 0 | 0 | 0 | 0 | 0 | 0 | 0 | 0 | 0 | 0 | 0 | 0 | 0 | 0 | 0 | 0 | 0 | 0 | 0 | 0 | 0
2020-05-06 01:32 | 0.00 | 0 | 0 | 0 | 0 | 0 | 0 | 0 | 0 | 0 | 0 | 0 | 0 | 0 | 0 | 0 | 0 | 0 | 0 | 0 | 0 | 0 | 0
2020-05-06 01:33 | 0.00 | 0 | 0 | 0 | 0 | 0 | 0 | 0 | 0 | 0 | 0 | 0 | 0 | 0 | 0 | 0 | 0 | 0 | 0 | 0 | 0 | 0 | 0
2020-05-06 01:34 | 0.00 | 0 | 0 | 0 | 0 | 0 | 0 | 0 | 0 | 0 | 0 | 0 | 0 | 0 | 0 | 0 | 0 | 0 | 0 | 0 | 0 | 0 | 0
2020-05-06 01:35 | 0.00 | 0 | 0 | 0 | 0 | 0 | 0 | 0 | 0 | 0 | 0 | 0 | 0 | 0 | 0 | 0 | 0 | 0 | 0 | 0 | 0 | 0 | 0
2020-05-06 01:36 | 0.00 | 0 | 0 | 0 | 0 | 0 | 0 | 0 | 0 | 0 | 0 | 0 | 0 | 0 | 0 | 0 | 0 | 0 | 0 | 0 | 0 | 0 | 0
2020-05-06 01:37 | 0.00 | 0 | 0 | 0 | 0 | 0 | 0 | 0 | 0 | 0 | 0 | 0 | 0 | 0 | 0 | 0 | 0 | 0 | 0 | 0 | 0 | 0 | 0
2020-05-06 01:38 | 0.00 | 0 | 0 | 0 | 0 | 0 | 0 | 0 | 0 | 0 | 0 | 0 | 0 | 0 | 0 | 0 | 0 | 0 | 0 | 0 | 0 | 0 | 0
2020-05-06 01:39 | 0.00 | 0 | 0 | 0 | 0 | 0 | 0 | 0 | 0 | 0 | 0 | 0 | 0 | 0 | 0 | 0 | 0 | 0 | 0 | 0 | 0 | 0 | 0
2020-05-06 01:40 | 0.00 | 0 | 0 | 0 | 0 | 0 | 0 | 0 | 0 | 0 | 0 | 0 | 0 | 0 | 0 | 0 | 0 | 0 | 0 | 0 | 0 | 0 | 0
2020-05-06 01:41 | 0.00 | 0.55196 | 1.6081 | 0.7459 | 1.6743 | 0.73932 | 0.46655 | 2.5233 | 0.73183 | 1.5588 | 0.76587 | 0.67053 | 0.73623 | 0.68048 | 0.65113 | 0.7631 | 1.2503 | 0.87422 | 0.90001 | 0.90001 | 0.65113 | 0.74302 | 0.52941
2020-05-06 01:42 | 0.00 | 34.5412 | 69.8991 | 42.5925 | 73.0733 | 42.5559 | 24.5165 | 95.2099 | 42.5143 | 68.396 | 42.703 | 39.5209 | 42.5388 | 36.0562 | 35.0581 | 42.6877 | 44.0161 | 51.4002 | 51.5391 | 51.5391 | 35.0581 | 45.9601 | 30.2786
2020-05-06 01:43 | 0.00 | 114.6819 | 155.1653 | 123.3895 | 161.2224 | 123.3699 | 100.0301 | 186.3176 | 123.3471 | 153.1323 | 123.4461 | 118.6684 | 123.3605 | 106.0965 | 104.7426 | 123.4385 | 123.5225 | 137.8809 | 137.9418 | 137.9418 | 104.7426 | 131.1119 | 98.0585
2020-05-06 01:44 | 0.00 | 195.0499 | 224.903 | 200.4279 | 232.1008 | 200.4395 | 182.5851 | 252.1534 | 200.4515 | 222.9753 | 200.3858 | 195.8619 | 200.4446 | 177.0409 | 175.9062 | 200.3923 | 198.2523 | 214.3742 | 214.307 | 214.307 | 175.9062 | 209.3412 | 170.2673
2020-05-06 01:45 | 0.00 | 255.4929 | 272.7704 | 257.7326 | 279.853 | 257.7781 | 245.9149 | 292.7386 | 257.8276 | 271.1968 | 257.5833 | 254.0038 | 257.7988 | 232.5258 | 231.7637 | 257.6051 | 254.8032 | 267.8729 | 267.6792 | 267.6792 | 231.7637 | 265.4715 | 227.9449
2020-05-06 01:46 | 0.00 | 304.3422 | 310.4894 | 304.4499 | 316.5378 | 304.5291 | 296.8973 | 321.8099 | 304.616 | 309.3816 | 304.1939 | 301.8287 | 304.5653 | 280.3632 | 279.9844 | 304.2309 | 301.9157 | 308.7225 | 308.4143 | 308.4143 | 279.9844 | 309.2855 | 278.0229
2020-05-06 01:47 | 0.00 | 305.8758 | 303.2619 | 304.9967 | 307.0355 | 305.079 | 300.396 | 305.0287 | 305.1694 | 302.7513 | 304.731 | 303.7569 | 305.1167 | 286.6889 | 286.6561 | 304.7694 | 302.7283 | 302.0858 | 301.7869 | 301.7869 | 286.6561 | 305.3819 | 286.3942
2020-05-06 01:48 | 0.00 | 328.6916 | 316.9747 | 326.9762 | 318.7287 | 327.0743 | 323.9322 | 308.3622 | 327.1823 | 317.035 | 326.6601 | 327.011 | 327.1193 | 312.1134 | 312.4254 | 326.7057 | 324.9078 | 315.2215 | 314.8925 | 314.8925 | 312.4254 | 322.1724 | 313.8336
2020-05-06 01:49 | 0.00 | 310.6042 | 290.0929 | 308.5721 | 288.9232 | 308.6546 | 306.4806 | 269.2454 | 308.7453 | 290.8551 | 308.3055 | 310.095 | 308.6924 | 299.6272 | 300.2688 | 308.344 | 306.1115 | 286.0772 | 285.8349 | 285.8349 | 300.2688 | 297.0748 | 303.3113
2020-05-06 01:50 | 0.00 | 254.5652 | 229.6026 | 253.5312 | 224.6829 | 253.5742 | 250.6354 | 197.8501 | 253.6211 | 231.0668 | 253.3896 | 256.5422 | 253.5938 | 253.9208 | 254.7788 | 253.4103 | 250.6922 | 220.6054 | 220.5229 | 220.5229 | 254.7788 | 234.7919 | 258.9207
2020-05-06 01:51 | 0.00 | 158.5651 | 145.2001 | 158.9661 | 141.1827 | 158.9654 | 155.5463 | 124.9454 | 158.9636 | 146.1941 | 158.9631 | 161.0138 | 158.9648 | 162.2108 | 162.6969 | 158.9641 | 157.8831 | 136.7899 | 136.8398 | 136.8398 | 162.6969 | 145.6834 | 165.0706
2020-05-06 01:52 | 0.00 | 69.5824 | 61.6516 | 71.075 | 57.4457 | 71.0424 | 67.0727 | 47.6709 | 71.0052 | 62.5294 | 71.173 | 73.017 | 71.0271 | 78.4037 | 78.7502 | 71.1595 | 72.1984 | 52.9565 | 53.097 | 53.097 | 78.7502 | 59.0952 | 80.4838
2020-05-06 01:53 | 0.00 | 24.211 | 21.849 | 25.0897 | 20.8255 | 25.0513 | 23.1073 | 19.2702 | 25.0077 | 22.125 | 25.2059 | 25.9506 | 25.0333 | 29.4519 | 29.594 | 25.1897 | 26.6501 | 19.4441 | 19.5962 | 19.5962 | 29.594 | 20.7823 | 30.3489
2020-05-06 01:54 | 0.00 | 1.0742 | 0.87449 | 1.4029 | 0.87449 | 1.3897 | 0.89903 | 0.86135 | 1.3747 | 0.87449 | 1.4428 | 1.7766 | 1.3835 | 4.0426 | 4.1267 | 1.4373 | 1.9523 | 0.77963 | 0.83127 | 0.83127 | 4.1267 | 0.80152 | 4.562
2020-05-06 01:55 | 0.00 | 0 | 0 | 0 | 0 | 0 | 0 | 0 | 0 | 0 | 0 | 0 | 0 | 0 | 0 | 0 | 0 | 0 | 0 | 0 | 0 | 0 | 0
2020-05-06 01:56 | 0.00 | 0 | 0 | 0 | 0 | 0 | 0 | 0 | 0 | 0 | 0 | 0 | 0 | 0 | 0 | 0 | 0 | 0 | 0 | 0 | 0 | 0 | 0
2020-05-06 01:57 | 0.00 | 0 | 0 | 0 | 0 | 0 | 0 | 0 | 0 | 0 | 0 | 0 | 0 | 0 | 0 | 0 | 0 | 0 | 0 | 0 | 0 | 0 | 0
2020-05-06 01:58 | 0.00 | 0 | 0 | 0 | 0 | 0 | 0 | 0 | 0 | 0 | 0 | 0 | 0 | 0 | 0 | 0 | 0 | 0 | 0 | 0 | 0 | 0 | 0
2020-05-06 01:59 | 0.00 | 0 | 0 | 0 | 0 | 0 | 0 | 0 | 0 | 0 | 0 | 0 | 0 | 0 | 0 | 0 | 0 | 0 | 0 | 0 | 0 | 0 | 0
2020-05-06 02:00 | 0.00 | 0 | 0 | 0 | 0 | 0 | 0 | 0 | 0 | 0 | 0 | 0 | 0 | 0 | 0 | 0 | 0 | 0 | 0 | 0 | 0 | 0 | 0
2020-05-06 02:01 | 0.00 | 0 | 0 | 0 | 0 | 0 | 0 | 0 | 0 | 0 | 0 | 0 | 0 | 0 | 0 | 0 | 0 | 0 | 0 | 0 | 0 | 0 | 0
2020-05-06 02:02 | 0.00 | 0 | 0 | 0 | 0 | 0 | 0 | 0 | 0 | 0 | 0 | 0 | 0 | 0 | 0 | 0 | 0 | 0 | 0 | 0 | 0 | 0 | 0
2020-05-06 02:03 | 0.00 | 0 | 0 | 0 | 0 | 0 | 0 | 0 | 0 | 0 | 0 | 0 | 0 | 0 | 0 | 0 | 0 | 0 | 0 | 0 | 0 | 0 | 0
2020-05-06 02:04 | 0.00 | 0 | 0 | 0 | 0 | 0 | 0 | 0 | 0 | 0 | 0 | 0 | 0 | 0 | 0 | 0 | 0 | 0 | 0 | 0 | 0 | 0 | 0
2020-05-06 02:05 | 0.00 | 0.66743 | 3.3613 | 1.155 | 3.5071 | 1.1418 | 0.48214 | 5.5719 | 1.1268 | 3.2436 | 1.1949 | 0.97427 | 1.1356 | 1.0322 | 0.96078 | 1.1894 | 1.7047 | 1.4947 | 1.5463 | 1.5463 | 0.96078 | 1.1551 | 0.68091
2020-05-06 02:06 | 0.00 | 35.1261 | 69.8232 | 43.1479 | 72.7885 | 43.1114 | 25.1514 | 94.2783 | 43.0699 | 68.3725 | 43.2582 | 40.1799 | 43.0943 | 37.021 | 36.0427 | 43.2429 | 44.5664 | 51.2789 | 51.4179 | 51.4179 | 36.0427 | 46.0952 | 31.3513
2020-05-06 02:07 | 0.00 | 111.129 | 149.9225 | 119.6468 | 155.5022 | 119.626 | 96.9114 | 179.2542 | 119.6019 | 148.0099 | 119.7075 | 115.2062 | 119.6161 | 103.6276 | 102.3386 | 119.6993 | 119.8746 | 132.772 | 132.8399 | 132.8399 | 102.3386 | 126.4948 | 95.9753
2020-05-06 02:08 | 0.00 | 188.7144 | 217.9072 | 194.1452 | 224.6918 | 194.1536 | 176.3908 | 243.9841 | 194.162 | 216.0625 | 194.1131 | 189.7691 | 194.1572 | 171.9428 | 170.8412 | 194.1181 | 192.1475 | 207.0717 | 207.0194 | 207.0194 | 170.8412 | 202.3284 | 165.3674
2020-05-06 02:09 | 0.00 | 250.423 | 267.8961 | 252.8745 | 274.6832 | 252.9163 | 240.7463 | 287.3674 | 252.9617 | 266.3633 | 252.7369 | 249.2329 | 252.9353 | 228.5065 | 227.7459 | 252.757 | 249.8142 | 262.4322 | 262.2545 | 262.2545 | 227.7459 | 260.1258 | 223.9353
2020-05-06 02:10 | 0.00 | 287.227 | 293.4794 | 287.5182 | 299.1238 | 287.584 | 279.9405 | 304.2158 | 287.6562 | 292.431 | 287.3043 | 285.0214 | 287.6141 | 264.8642 | 264.488 | 287.3353 | 284.7169 | 291.2402 | 290.9846 | 290.9846 | 264.488 | 291.8221 | 262.5569
2020-05-06 02:11 | 0.00 | 321.174 | 317.6608 | 320.0052 | 321.9107 | 320.0969 | 315.2596 | 319.3791 | 320.1977 | 317.1017 | 319.7096 | 318.6405 | 320.1389 | 299.3824 | 299.3591 | 319.7523 | 317.739 | 316.7834 | 316.4511 | 316.4511 | 299.3591 | 320.5212 | 299.1357
2020-05-06 02:12 | 0.00 | 323.5465 | 311.9839 | 321.8883 | 313.7466 | 321.9818 | 318.6741 | 303.4288 | 322.0847 | 312.0383 | 321.587 | 321.9008 | 322.0247 | 306.9261 | 307.2288 | 321.6305 | 319.6807 | 310.018 | 309.7059 | 309.7059 | 307.2288 | 317.0036 | 308.5992
2020-05-06 02:13 | 0.00 | 288.4733 | 269.8092 | 286.8245 | 268.5405 | 286.89 | 284.3821 | 250.2361 | 286.9617 | 270.5336 | 286.6118 | 288.2606 | 286.9199 | 278.9435 | 279.5256 | 286.6427 | 284.0285 | 265.2824 | 265.0973 | 265.0973 | 279.5256 | 275.6408 | 282.2995
2020-05-06 02:14 | 0.00 | 256.9788 | 232.4185 | 256.2059 | 227.2815 | 256.2498 | 252.7704 | 200.3116 | 256.2976 | 233.9046 | 256.0615 | 259.2688 | 256.2698 | 257.087 | 257.9437 | 256.0826 | 253.1553 | 222.5925 | 222.5084 | 222.5084 | 257.9437 | 236.9635 | 262.0735
2020-05-06 02:15 | 0.00 | 182.8906 | 162.1792 | 183.7946 | 155.0899 | 183.7989 | 178.7133 | 129.5115 | 183.8027 | 163.8508 | 183.7758 | 187.2991 | 183.8006 | 191.797 | 192.5886 | 183.7789 | 182.1405 | 148.572 | 148.6185 | 148.6185 | 192.5886 | 162.3595 | 196.4398
2020-05-06 02:16 | 0.00 | 117.009 | 91.5084 | 120.5102 | 78.7566 | 120.4899 | 111.2991 | 46.7827 | 120.4663 | 94.197 | 120.5693 | 126.4478 | 120.4802 | 142.7093 | 143.8418 | 120.5613 | 120.7001 | 68.1891 | 68.3181 | 68.3181 | 143.8418 | 86.5039 | 149.3669
2020-05-06 02:17 | 0.00 | 36.9024 | 25.1554 | 40.6549 | 18.8879 | 40.618 | 32.8445 | 12.547 | 40.576 | 26.647 | 40.7664 | 44.9224 | 40.6006 | 61.3227 | 62.0885 | 40.751 | 42.1043 | 14.8518 | 15.0053 | 15.0053 | 62.0885 | 20.4562 | 65.8682
2020-05-06 02:18 | 0.00 | 0.90434 | 0.83209 | 1.0001 | 0.83209 | 0.99347 | 0.83198 | 0.82012 | 0.98599 | 0.83209 | 1.02 | 1.0893 | 0.99038 | 1.6352 | 1.6517 | 1.0172 | 1.3683 | 0.77235 | 0.79814 | 0.79814 | 1.6517 | 0.78953 | 1.7433
2020-05-06 02:19 | 0.00 | 0 | 0 | 0 | 0 | 0 | 0 | 0 | 0 | 0 | 0 | 0 | 0 | 0 | 0 | 0 | 0 | 0 | 0 | 0 | 0 | 0 | 0
2020-05-06 02:20 | 0.00 | 0 | 0 | 0 | 0 | 0 | 0 | 0 | 0 | 0 | 0 | 0 | 0 | 0 | 0 | 0 | 0 | 0 | 0 | 0 | 0 | 0 | 0
2020-05-06 02:21 | 0.00 | 0 | 0 | 0 | 0 | 0 | 0 | 0 | 0 | 0 | 0 | 0 | 0 | 0 | 0 | 0 | 0 | 0 | 0 | 0 | 0 | 0 | 0
2020-05-06 02:22 | 0.00 | 0 | 0 | 0 | 0 | 0 | 0 | 0 | 0 | 0 | 0 | 0 | 0 | 0 | 0 | 0 | 0 | 0 | 0 | 0 | 0 | 0 | 0
2020-05-06 02:23 | 0.00 | 0 | 0 | 0 | 0 | 0 | 0 | 0 | 0 | 0 | 0 | 0 | 0 | 0 | 0 | 0 | 0 | 0 | 0 | 0 | 0 | 0 | 0
2020-05-06 02:24 | 0.00 | 0 | 0 | 0 | 0 | 0 | 0 | 0 | 0 | 0 | 0 | 0 | 0 | 0 | 0 | 0 | 0 | 0 | 0 | 0 | 0 | 0 | 0
2020-05-06 02:25 | 0.00 | 0 | 0 | 0 | 0 | 0 | 0 | 0 | 0 | 0 | 0 | 0 | 0 | 0 | 0 | 0 | 0 | 0 | 0 | 0 | 0 | 0 | 0
2020-05-06 02:26 | 0.00 | 0 | 0 | 0 | 0 | 0 | 0 | 0 | 0 | 0 | 0 | 0 | 0 | 0 | 0 | 0 | 0 | 0 | 0 | 0 | 0 | 0 | 0
2020-05-06 02:27 | 0.00 | 0 | 0 | 0 | 0 | 0 | 0 | 0 | 0 | 0 | 0 | 0 | 0 | 0 | 0 | 0 | 0 | 0 | 0 | 0 | 0 | 0 | 0
2020-05-06 02:28 | 0.00 | 0 | 0 | 0 | 0 | 0 | 0 | 0 | 0 | 0 | 0 | 0 | 0 | 0 | 0 | 0 | 0 | 0 | 0 | 0 | 0 | 0 | 0
2020-05-06 02:29 | 0.00 | 0.71765 | 3.5893 | 1.2395 | 3.7307 | 1.2263 | 0.52658 | 5.9201 | 1.2113 | 3.4657 | 1.2794 | 1.052 | 1.2201 | 1.1315 | 1.0558 | 1.2739 | 1.7891 | 1.5714 | 1.623 | 1.623 | 1.0558 | 1.2214 | 0.7391
2020-05-06 02:30 | 0.00 | 33.9042 | 67.9028 | 41.8625 | 70.6663 | 41.8258 | 24.0627 | 91.538 | 41.7841 | 66.5033 | 41.9733 | 39.001 | 41.8086 | 36.1669 | 35.2105 | 41.9579 | 43.2941 | 49.3742 | 49.5143 | 49.5143 | 35.2105 | 44.427 | 30.6217
2020-05-06 02:31 | 0.00 | 111.7833 | 151.5036 | 120.6568 | 157.0103 | 120.6364 | 97.0923 | 181.0762 | 120.6127 | 149.578 | 120.7163 | 116.1936 | 120.6267 | 104.802 | 103.4932 | 120.7082 | 120.8558 | 133.4616 | 133.5282 | 133.5282 | 103.4932 | 127.2032 | 97.0277
2020-05-06 02:32 | 0.00 | 190.5547 | 220.3074 | 196.2679 | 226.9669 | 196.2774 | 177.8623 | 246.3422 | 196.2869 | 218.4676 | 196.2325 | 191.9135 | 196.2815 | 174.3712 | 173.2635 | 196.238 | 194.201 | 208.6992 | 208.6437 | 208.6437 | 173.2635 | 204.0558 | 167.7552
2020-05-06 02:33 | 0.00 | 251.8508 | 269.1579 | 254.4847 | 275.6089 | 254.5276 | 242.0775 | 287.8433 | 254.5743 | 267.6824 | 254.3436 | 250.9934 | 254.5471 | 231.1077 | 230.3726 | 254.3642 | 251.4369 | 263.0503 | 262.8708 | 262.8708 | 230.3726 | 261.016 | 226.6838
2020-05-06 02:34 | 0.00 | 265.5421 | 270.7832 | 266.0229 | 275.3889 | 266.0758 | 258.8759 | 279.2101 | 266.1336 | 269.9246 | 265.8501 | 263.9739 | 266.0999 | 246.966 | 246.658 | 265.8752 | 263.4523 | 267.87 | 267.669 | 267.669 | 246.658 | 268.8273 | 245.077
2020-05-06 02:35 | 0.00 | 315.2379 | 312.0705 | 314.3283 | 316.0282 | 314.4156 | 309.1826 | 313.4063 | 314.5116 | 311.5473 | 314.0466 | 313.0496 | 314.4556 | 294.6503 | 294.6285 | 314.0873 | 311.9801 | 310.457 | 310.1433 | 310.1433 | 294.6285 | 314.3008 | 294.4161
2020-05-06 02:36 | 0.00 | 284.5599 | 277.852 | 283.9712 | 279.1146 | 284.039 | 280.0051 | 272.2956 | 284.1133 | 277.846 | 283.7513 | 283.8904 | 284.07 | 272.8304 | 273.0084 | 283.7832 | 281.7254 | 274.671 | 274.4455 | 274.4455 | 273.0084 | 279.8698 | 273.792
2020-05-06 02:37 | 0.00 | 217.7863 | 214.0158 | 218.1951 | 213.787 | 218.2167 | 214.3505 | 208.5571 | 218.2398 | 214.1569 | 218.1212 | 218.4585 | 218.2264 | 213.9332 | 214.0581 | 218.1322 | 215.5759 | 209.4393 | 209.3804 | 209.3804 | 214.0581 | 213.4015 | 214.6364
2020-05-06 02:38 | 0.00 | 176.0225 | 173.0835 | 176.6821 | 172.3821 | 176.682 | 173.0984 | 167.649 | 176.6809 | 173.2738 | 176.6771 | 177.0427 | 176.6817 | 174.6584 | 174.7594 | 176.6783 | 175.3344 | 168.2592 | 168.278 | 168.278 | 174.7594 | 171.766 | 175.2512
2020-05-06 02:39 | 0.00 | 116.7991 | 115.3541 | 117.4014 | 114.8235 | 117.3795 | 114.7386 | 111.9461 | 117.3543 | 115.4757 | 117.4652 | 117.5917 | 117.3692 | 116.3032 | 116.3358 | 117.4566 | 117.7067 | 111.667 | 111.761 | 111.761 | 116.3358 | 113.9418 | 116.5292
2020-05-06 02:40 | 0.00 | 104.7284 | 98.0791 | 105.8487 | 94.9405 | 105.8257 | 102.1253 | 85.5686 | 105.7991 | 98.748 | 105.9162 | 107.2541 | 105.8148 | 109.8359 | 110.1034 | 105.907 | 106.2414 | 90.4677 | 90.5783 | 90.5783 | 110.1034 | 96.1118 | 111.4396
2020-05-06 02:41 | 0.00 | 32.8704 | 32.5567 | 33.2053 | 32.5198 | 33.1675 | 32.1623 | 32.141 | 33.1244 | 32.5951 | 33.32 | 33.2941 | 33.1497 | 33.582 | 33.5747 | 33.3041 | 34.7289 | 31.4722 | 31.6213 | 31.6213 | 33.5747 | 31.9296 | 33.6005
2020-05-06 02:42 | 0.00 | 2.7429 | 2.5005 | 3.1452 | 2.5005 | 3.132 | 2.5021 | 2.468 | 3.1171 | 2.5005 | 3.1849 | 3.5493 | 3.1259 | 5.8568 | 5.9392 | 3.1794 | 3.7488 | 2.3615 | 2.413 | 2.413 | 5.9392 | 2.4058 | 6.3642
2020-05-06 02:43 | 0.00 | 0 | 0 | 0 | 0 | 0 | 0 | 0 | 0 | 0 | 0 | 0 | 0 | 0 | 0 | 0 | 0 | 0 | 0 | 0 | 0 | 0 | 0
2020-05-06 02:44 | 0.00 | 0 | 0 | 0 | 0 | 0 | 0 | 0 | 0 | 0 | 0 | 0 | 0 | 0 | 0 | 0 | 0 | 0 | 0 | 0 | 0 | 0 | 0
2020-05-06 02:45 | 0.00 | 0 | 0 | 0 | 0 | 0 | 0 | 0 | 0 | 0 | 0 | 0 | 0 | 0 | 0 | 0 | 0 | 0 | 0 | 0 | 0 | 0 | 0
2020-05-06 02:46 | 0.00 | 0 | 0 | 0 | 0 | 0 | 0 | 0 | 0 | 0 | 0 | 0 | 0 | 0 | 0 | 0 | 0 | 0 | 0 | 0 | 0 | 0 | 0
2020-05-06 02:47 | 0.00 | 0 | 0 | 0 | 0 | 0 | 0 | 0 | 0 | 0 | 0 | 0 | 0 | 0 | 0 | 0 | 0 | 0 | 0 | 0 | 0 | 0 | 0
2020-05-06 02:48 | 0.00 | 0 | 0 | 0 | 0 | 0 | 0 | 0 | 0 | 0 | 0 | 0 | 0 | 0 | 0 | 0 | 0 | 0 | 0 | 0 | 0 | 0 | 0
2020-05-06 02:49 | 0.00 | 0 | 0 | 0 | 0 | 0 | 0 | 0 | 0 | 0 | 0 | 0 | 0 | 0 | 0 | 0 | 0 | 0 | 0 | 0 | 0 | 0 | 0
2020-05-06 02:50 | 0.00 | 0 | 0 | 0 | 0 | 0 | 0 | 0 | 0 | 0 | 0 | 0 | 0 | 0 | 0 | 0 | 0 | 0 | 0 | 0 | 0 | 0 | 0
2020-05-06 02:51 | 0.00 | 0 | 0 | 0 | 0 | 0 | 0 | 0 | 0 | 0 | 0 | 0 | 0 | 0 | 0 | 0 | 0 | 0 | 0 | 0 | 0 | 0 | 0
2020-05-06 02:52 | 0.00 | 0 | 0 | 0 | 0 | 0 | 0 | 0 | 0 | 0 | 0 | 0 | 0 | 0 | 0 | 0 | 0 | 0 | 0 | 0 | 0 | 0 | 0
2020-05-06 02:53 | 0.00 | 0.797 | 3.6881 | 1.3223 | 3.816 | 1.3091 | 0.61413 | 6.0157 | 1.2941 | 3.5651 | 1.3622 | 1.1375 | 1.3029 | 1.2355 | 1.1591 | 1.3567 | 1.8717 | 1.6182 | 1.6697 | 1.6697 | 1.1591 | 1.28 | 0.83871
2020-05-06 02:54 | 0.00 | 34.0261 | 66.0775 | 41.6379 | 68.5572 | 41.6012 | 24.6045 | 88.0463 | 41.5594 | 64.7781 | 41.7488 | 38.9769 | 41.584 | 36.4963 | 35.5943 | 41.7335 | 43.0728 | 48.2357 | 48.3764 | 48.3764 | 35.5943 | 43.7205 | 31.2636
2020-05-06 02:55 | 0.00 | 110.7101 | 149.2291 | 119.4686 | 154.377 | 119.4477 | 96.3103 | 177.5248 | 119.4236 | 147.3906 | 119.5292 | 115.2233 | 119.4378 | 104.6003 | 103.3428 | 119.521 | 119.6971 | 131.1472 | 131.2169 | 131.2169 | 103.3428 | 125.2876 | 97.1312
2020-05-06 02:56 | 0.00 | 188.4988 | 216.6672 | 194.086 | 222.7855 | 194.0944 | 176.2393 | 240.8752 | 194.1028 | 214.9539 | 194.0539 | 190.0452 | 194.098 | 173.7896 | 172.754 | 194.059 | 192.0892 | 204.9877 | 204.9394 | 204.9394 | 172.754 | 200.8575 | 167.6045
2020-05-06 02:57 | 0.00 | 251.7202 | 268.8186 | 254.5552 | 274.8442 | 254.5982 | 241.9169 | 286.5485 | 254.645 | 267.4155 | 254.4136 | 251.2478 | 254.6178 | 232.4859 | 231.7802 | 254.4343 | 251.515 | 262.0364 | 261.8594 | 261.8594 | 231.7802 | 260.2767 | 228.2319
2020-05-06 02:58 | 0.00 | 240.8974 | 245.1045 | 241.5041 | 248.7167 | 241.5412 | 234.9622 | 251.3561 | 241.5814 | 244.4288 | 241.3813 | 239.8785 | 241.558 | 225.9513 | 225.7052 | 241.3994 | 238.9741 | 241.7387 | 241.602 | 241.602 | 225.7052 | 242.9806 | 224.4496
2020-05-06 02:59 | 0.00 | 322.4068 | 319.6494 | 321.7094 | 323.5541 | 321.8027 | 315.9727 | 320.9595 | 321.9052 | 319.1229 | 321.4089 | 320.4378 | 321.8454 | 301.9867 | 301.9628 | 321.4523 | 319.4888 | 317.3874 | 317.0529 | 317.0529 | 301.9628 | 321.3746 | 301.7284
2020-05-06 03:00 | 0.00 | 324.2862 | 313.0823 | 322.9562 | 314.6005 | 323.0505 | 318.9429 | 304.033 | 323.1543 | 313.1643 | 322.6523 | 323.0395 | 323.0938 | 308.4214 | 308.7271 | 322.6962 | 320.7634 | 309.9966 | 309.6846 | 309.6846 | 308.7271 | 317.3106 | 310.1078
2020-05-06 03:01 | 0.00 | 293.0225 | 274.7025 | 291.7567 | 273.118 | 291.8258 | 288.3803 | 254.4345 | 291.9016 | 275.4654 | 291.5326 | 293.2945 | 291.8574 | 284.4186 | 285.0099 | 291.5651 | 289.0138 | 268.8331 | 268.6388 | 268.6388 | 285.0099 | 279.6219 | 287.8191
2020-05-06 03:02 | 0.00 | 250.7913 | 227.4091 | 250.4759 | 222.0446 | 250.5162 | 246.1511 | 195.55 | 250.5599 | 228.8954 | 250.343 | 253.5568 | 250.5345 | 252.0809 | 252.915 | 250.3625 | 247.4131 | 216.3636 | 216.2923 | 216.2923 | 252.915 | 230.735 | 256.936
2020-05-06 03:03 | 0.00 | 188.5438 | 162.7638 | 190.0045 | 153.228 | 190.011 | 183.359 | 120.5846 | 190.0172 | 164.9524 | 189.9787 | 194.6081 | 190.0137 | 201.9116 | 202.9211 | 189.9828 | 188.1569 | 144.7 | 144.752 | 144.752 | 202.9211 | 162.2285 | 207.825
2020-05-06 03:04 | 0.00 | 115.2201 | 92.709 | 118.849 | 80.8119 | 118.8281 | 109.4196 | 51.3247 | 118.8038 | 95.1794 | 118.9101 | 124.3042 | 118.8181 | 139.5127 | 140.535 | 118.9018 | 119.0866 | 70.021 | 70.1496 | 70.1496 | 140.535 | 87.0363 | 145.5237
2020-05-06 03:05 | 0.00 | 36.2403 | 24.565 | 40.5119 | 17.9163 | 40.475 | 31.7066 | 11.7128 | 40.433 | 26.1341 | 40.6235 | 45.0634 | 40.4577 | 63.0113 | 63.8174 | 40.608 | 41.9617 | 13.7181 | 13.8716 | 13.8716 | 63.8174 | 19.1738 | 67.789
2020-05-06 03:06 | 0.00 | 1.2626 | 1.0445 | 1.6532 | 1.0445 | 1.64 | 1.0674 | 1.0296 | 1.625 | 1.0445 | 1.6931 | 2.0636 | 1.6338 | 4.5571 | 4.6466 | 1.6875 | 2.2022 | 0.94554 | 0.99717 | 0.99717 | 4.6466 | 0.96951 | 5.1067
2020-05-06 03:07 | 0.00 | 0 | 0 | 0 | 0 | 0 | 0 | 0 | 0 | 0 | 0 | 0 | 0 | 0 | 0 | 0 | 0 | 0 | 0 | 0 | 0 | 0 | 0
2020-05-06 03:08 | 0.00 | 0 | 0 | 0 | 0 | 0 | 0 | 0 | 0 | 0 | 0 | 0 | 0 | 0 | 0 | 0 | 0 | 0 | 0 | 0 | 0 | 0 | 0
2020-05-06 03:09 | 0.00 | 0 | 0 | 0 | 0 | 0 | 0 | 0 | 0 | 0 | 0 | 0 | 0 | 0 | 0 | 0 | 0 | 0 | 0 | 0 | 0 | 0 | 0
2020-05-06 03:10 | 0.00 | 0 | 0 | 0 | 0 | 0 | 0 | 0 | 0 | 0 | 0 | 0 | 0 | 0 | 0 | 0 | 0 | 0 | 0 | 0 | 0 | 0 | 0
2020-05-06 03:11 | 0.00 | 0 | 0 | 0 | 0 | 0 | 0 | 0 | 0 | 0 | 0 | 0 | 0 | 0 | 0 | 0 | 0 | 0 | 0 | 0 | 0 | 0 | 0
2020-05-06 03:12 | 0.00 | 0 | 0 | 0 | 0 | 0 | 0 | 0 | 0 | 0 | 0 | 0 | 0 | 0 | 0 | 0 | 0 | 0 | 0 | 0 | 0 | 0 | 0
2020-05-06 03:13 | 0.00 | 0 | 0 | 0 | 0 | 0 | 0 | 0 | 0 | 0 | 0 | 0 | 0 | 0 | 0 | 0 | 0 | 0 | 0 | 0 | 0 | 0 | 0
2020-05-06 03:14 | 0.00 | 0 | 0 | 0 | 0 | 0 | 0 | 0 | 0 | 0 | 0 | 0 | 0 | 0 | 0 | 0 | 0 | 0 | 0 | 0 | 0 | 0 | 0
2020-05-06 03:15 | 0.00 | 0 | 0 | 0 | 0 | 0 | 0 | 0 | 0 | 0 | 0 | 0 | 0 | 0 | 0 | 0 | 0 | 0 | 0 | 0 | 0 | 0 | 0
2020-05-06 03:16 | 0.00 | 0 | 0 | 0 | 0 | 0 | 0 | 0 | 0 | 0 | 0 | 0 | 0 | 0 | 0 | 0 | 0 | 0 | 0 | 0 | 0 | 0 | 0
2020-05-06 03:17 | 0.00 | 0.94236 | 2.6314 | 1.2619 | 2.6991 | 1.2487 | 0.81868 | 3.95 | 1.2337 | 2.5613 | 1.3018 | 1.142 | 1.2425 | 1.2027 | 1.1512 | 1.2963 | 1.8115 | 1.3677 | 1.4193 | 1.4193 | 1.1512 | 1.1876 | 0.93809
2020-05-06 03:18 | 0.00 | 33.9515 | 61.9992 | 40.7252 | 64.0787 | 40.6884 | 25.4817 | 80.9313 | 40.6465 | 60.8781 | 40.8365 | 38.411 | 40.6711 | 36.3176 | 35.5229 | 40.8211 | 42.1684 | 46.0409 | 46.1827 | 46.1827 | 35.5229 | 42.2385 | 31.7057
2020-05-06 03:19 | 0.00 | 107.4161 | 142.9775 | 115.6504 | 147.568 | 115.6284 | 93.9262 | 168.7403 | 115.603 | 141.3045 | 115.7147 | 111.7958 | 115.618 | 102.2835 | 101.1301 | 115.706 | 115.9669 | 125.6867 | 125.7632 | 125.7632 | 101.1301 | 120.502 | 95.4364
2020-05-06 03:20 | 0.00 | 182.8291 | 210.7035 | 188.5122 | 216.5249 | 188.5179 | 170.6117 | 234.191 | 188.5233 | 209.0446 | 188.4887 | 184.6049 | 188.5203 | 169.1353 | 168.1219 | 188.4926 | 186.7221 | 198.6406 | 198.6047 | 198.6047 | 168.1219 | 194.713 | 163.0842
2020-05-06 03:21 | 0.00 | 245.0251 | 262.4793 | 248.0164 | 268.4304 | 248.055 | 235.0446 | 280.2268 | 248.097 | 261.0781 | 247.8886 | 244.7085 | 248.0726 | 226.1463 | 225.4301 | 247.9073 | 244.945 | 255.2709 | 255.1112 | 255.1112 | 225.4301 | 253.5344 | 221.8366
2020-05-06 03:22 | 0.00 | 292.9113 | 299.9123 | 293.8463 | 304.9983 | 293.917 | 284.9194 | 309.7316 | 293.9945 | 298.9309 | 293.6172 | 291.5373 | 293.9493 | 272.6557 | 272.2953 | 293.6504 | 291.13 | 295.7248 | 295.4563 | 295.4563 | 272.2953 | 296.7704 | 270.4261
2020-05-06 03:23 | 0.00 | 312.1442 | 309.9039 | 311.9259 | 312.9748 | 312.0121 | 305.9023 | 310.1427 | 312.1069 | 309.4924 | 311.6477 | 310.9411 | 312.0516 | 295.269 | 295.2664 | 311.6879 | 309.6097 | 306.5111 | 306.206 | 306.206 | 295.2664 | 310.5253 | 295.1374
2020-05-06 03:24 | 0.00 | 319.1451 | 308.4153 | 318.0455 | 309.7797 | 318.1357 | 313.5773 | 299.3074 | 318.2349 | 308.5073 | 317.7546 | 318.152 | 318.177 | 303.9545 | 304.2508 | 317.7967 | 315.7523 | 304.6712 | 304.3753 | 304.3753 | 304.2508 | 312.0432 | 305.5895
2020-05-06 03:25 | 0.00 | 289.7822 | 272.2418 | 288.7704 | 270.5458 | 288.8373 | 284.955 | 252.2486 | 288.9106 | 272.9995 | 288.5534 | 290.3052 | 288.8679 | 281.898 | 282.4724 | 288.5849 | 285.9914 | 265.7856 | 265.5992 | 265.5992 | 282.4724 | 276.4814 | 285.1996
2020-05-06 03:26 | 0.00 | 247.5709 | 224.683 | 247.4742 | 219.1772 | 247.5125 | 242.7323 | 192.7974 | 247.554 | 226.1765 | 247.3477 | 250.5754 | 247.5299 | 249.4863 | 250.3116 | 247.3663 | 244.3964 | 213.0207 | 212.9566 | 212.9566 | 250.3116 | 227.4354 | 254.2907
2020-05-06 03:27 | 0.00 | 188.6122 | 162.5537 | 190.3388 | 152.5763 | 190.3453 | 183.0832 | 119.0707 | 190.3516 | 164.817 | 190.3127 | 195.1095 | 190.3481 | 203.0492 | 204.0826 | 190.3169 | 188.485 | 143.3318 | 143.3858 | 143.3858 | 204.0826 | 161.4261 | 209.1003
2020-05-06 03:28 | 0.00 | 112.1394 | 88.0819 | 116.2847 | 74.9763 | 116.2629 | 105.7481 | 43.2352 | 116.2377 | 90.784 | 116.3483 | 122.2674 | 116.2526 | 139.378 | 140.4867 | 116.3397 | 116.5846 | 63.0363 | 63.1692 | 63.1692 | 140.4867 | 81.4465 | 145.8924
2020-05-06 03:29 | 0.00 | 36.2623 | 24.7312 | 40.5861 | 17.841 | 40.5492 | 31.6357 | 11.1016 | 40.5073 | 26.3198 | 40.6976 | 45.092 | 40.5319 | 62.8252 | 63.6143 | 40.6821 | 42.0334 | 13.3052 | 13.4589 | 13.4589 | 63.6143 | 19.0437 | 67.5011
2020-05-06 03:30 | 0.00 | 1.3444 | 1.1549 | 1.6827 | 1.1549 | 1.6696 | 1.1713 | 1.1381 | 1.6546 | 1.1549 | 1.7227 | 2.0214 | 1.6634 | 4.0989 | 4.1698 | 1.7171 | 2.2429 | 1.0516 | 1.1032 | 1.1032 | 4.1698 | 1.0778 | 4.5391
2020-05-06 03:31 | 0.00 | 0 | 0 | 0 | 0 | 0 | 0 | 0 | 0 | 0 | 0 | 0 | 0 | 0 | 0 | 0 | 0 | 0 | 0 | 0 | 0 | 0 | 0
2020-05-06 03:32 | 0.00 | 0 | 0 | 0 | 0 | 0 | 0 | 0 | 0 | 0 | 0 | 0 | 0 | 0 | 0 | 0 | 0 | 0 | 0 | 0 | 0 | 0 | 0
2020-05-06 03:33 | 0.00 | 0 | 0 | 0 | 0 | 0 | 0 | 0 | 0 | 0 | 0 | 0 | 0 | 0 | 0 | 0 | 0 | 0 | 0 | 0 | 0 | 0 | 0
2020-05-06 03:34 | 0.00 | 0 | 0 | 0 | 0 | 0 | 0 | 0 | 0 | 0 | 0 | 0 | 0 | 0 | 0 | 0 | 0 | 0 | 0 | 0 | 0 | 0 | 0
2020-05-06 03:35 | 0.00 | 0 | 0 | 0 | 0 | 0 | 0 | 0 | 0 | 0 | 0 | 0 | 0 | 0 | 0 | 0 | 0 | 0 | 0 | 0 | 0 | 0 | 0
2020-05-06 03:36 | 0.00 | 0 | 0 | 0 | 0 | 0 | 0 | 0 | 0 | 0 | 0 | 0 | 0 | 0 | 0 | 0 | 0 | 0 | 0 | 0 | 0 | 0 | 0
2020-05-06 03:37 | 0.00 | 0 | 0 | 0 | 0 | 0 | 0 | 0 | 0 | 0 | 0 | 0 | 0 | 0 | 0 | 0 | 0 | 0 | 0 | 0 | 0 | 0 | 0
2020-05-06 03:38 | 0.00 | 0 | 0 | 0 | 0 | 0 | 0 | 0 | 0 | 0 | 0 | 0 | 0 | 0 | 0 | 0 | 0 | 0 | 0 | 0 | 0 | 0 | 0
2020-05-06 03:39 | 0.00 | 0 | 0 | 0 | 0 | 0 | 0 | 0 | 0 | 0 | 0 | 0 | 0 | 0 | 0 | 0 | 0 | 0 | 0 | 0 | 0 | 0 | 0
2020-05-06 03:40 | 0.00 | 0 | 0 | 0 | 0 | 0 | 0 | 0 | 0 | 0 | 0 | 0 | 0 | 0 | 0 | 0 | 0 | 0 | 0 | 0 | 0 | 0 | 0
2020-05-06 03:41 | 0.00 | 0.67048 | 0.67664 | 0.67546 | 0.67715 | 0.66227 | 0.65884 | 0.67172 | 0.64729 | 0.6761 | 0.71544 | 0.64605 | 0.65609 | 0.64199 | 0.62693 | 0.70989 | 1.2259 | 0.56805 | 0.6197 | 0.6197 | 0.62693 | 0.59058 | 0.57508
2020-05-06 03:42 | 0.00 | 34.5511 | 62.227 | 41.3651 | 64.24 | 41.3285 | 25.8173 | 80.5266 | 41.2868 | 61.1363 | 41.4758 | 39.0703 | 41.3113 | 36.9723 | 36.1805 | 41.4605 | 42.7942 | 46.4344 | 46.5754 | 46.5754 | 36.1805 | 42.7438 | 32.361
2020-05-06 03:43 | 0.00 | 110.3837 | 149.1622 | 119.4793 | 153.9754 | 119.4585 | 95.6384 | 176.883 | 119.4344 | 147.3681 | 119.54 | 115.3611 | 119.4486 | 105.5013 | 104.257 | 119.5318 | 119.7071 | 129.9793 | 130.0504 | 130.0504 | 104.257 | 124.4252 | 98.1074
2020-05-06 03:44 | 0.00 | 188.0364 | 218.5244 | 194.3757 | 224.6556 | 194.3842 | 174.6985 | 243.8042 | 194.3927 | 216.747 | 194.3433 | 190.2058 | 194.3879 | 174.0099 | 172.9174 | 194.3484 | 192.371 | 205.0116 | 204.9635 | 204.9635 | 172.9174 | 200.7917 | 167.4811
2020-05-06 03:45 | 0.00 | 249.5879 | 268.6599 | 252.9798 | 274.8981 | 253.0217 | 238.7781 | 287.6373 | 253.0672 | 267.1702 | 252.842 | 249.4802 | 253.0407 | 230.1196 | 229.3541 | 252.8622 | 249.9199 | 260.4632 | 260.2906 | 260.2906 | 229.3541 | 258.6227 | 225.5116
2020-05-06 03:46 | 0.00 | 290.8655 | 298.7253 | 291.9923 | 304.0495 | 292.0615 | 282.3384 | 309.2986 | 292.1375 | 297.6834 | 291.7677 | 289.5378 | 292.0932 | 269.8858 | 269.4907 | 291.8003 | 289.2505 | 293.9984 | 293.735 | 293.735 | 269.4907 | 295.0225 | 267.4532
2020-05-06 03:47 | 0.00 | 316.5225 | 314.411 | 316.2112 | 318.0873 | 316.2997 | 309.5829 | 315.4596 | 316.397 | 313.9021 | 315.9257 | 314.9793 | 316.3403 | 296.9937 | 296.9598 | 315.9669 | 313.8676 | 310.9415 | 310.6275 | 310.6275 | 296.9598 | 315.1637 | 296.6799
2020-05-06 03:48 | 0.00 | 320.0959 | 309.3281 | 319.1257 | 310.5862 | 319.2167 | 314.2427 | 299.8066 | 319.3167 | 309.4376 | 318.8324 | 319.2718 | 319.2584 | 305.0633 | 305.366 | 318.8748 | 316.8435 | 305.0138 | 304.7174 | 304.7174 | 305.366 | 312.6581 | 306.7341
2020-05-06 03:49 | 0.00 | 300.4446 | 282.4587 | 299.5984 | 280.5292 | 299.6735 | 295.164 | 261.4034 | 299.7561 | 283.2646 | 299.3549 | 301.2542 | 299.708 | 292.8054 | 293.41 | 299.3902 | 296.9727 | 275.1 | 274.8888 | 274.8888 | 293.41 | 286.388 | 296.2703
2020-05-06 03:50 | 0.00 | 257.8051 | 234.5549 | 257.9374 | 228.723 | 257.9825 | 252.5115 | 201.5075 | 258.0316 | 236.1082 | 257.7895 | 261.1886 | 258.003 | 260.3359 | 261.1923 | 257.8111 | 254.8934 | 221.8158 | 221.7335 | 221.7335 | 261.1923 | 236.8348 | 265.3105
2020-05-06 03:51 | 0.00 | 194.9802 | 168.568 | 196.993 | 158.1584 | 197.003 | 189.0035 | 123.7561 | 197.013 | 170.907 | 196.9561 | 201.9502 | 197.0073 | 210.4314 | 211.4978 | 196.9618 | 194.9273 | 148.0992 | 148.1461 | 148.1461 | 211.4978 | 166.8282 | 216.6689
2020-05-06 03:52 | 0.00 | 118.0879 | 93.9816 | 122.5647 | 80.4768 | 122.5449 | 111.2546 | 48.0804 | 122.522 | 96.7467 | 122.6221 | 128.708 | 122.5355 | 146.4494 | 147.5817 | 122.6144 | 122.7132 | 67.7369 | 67.8664 | 67.8664 | 147.5817 | 86.6205 | 153.0976
2020-05-06 03:53 | 0.00 | 44.3506 | 37.9424 | 46.8598 | 33.9176 | 46.8239 | 41.3468 | 28.7542 | 46.783 | 38.8454 | 46.9682 | 49.2724 | 46.807 | 58.4506 | 58.8573 | 46.9532 | 48.2345 | 30.4338 | 30.583 | 30.583 | 58.8573 | 34.2383 | 60.8859
2020-05-06 03:54 | 0.00 | 1.5536 | 1.3841 | 1.9177 | 1.3841 | 1.9045 | 1.3952 | 1.3651 | 1.8896 | 1.3841 | 1.9576 | 2.2782 | 1.8984 | 4.523 | 4.5996 | 1.9521 | 2.4937 | 1.2758 | 1.3275 | 1.3275 | 4.5996 | 1.3045 | 4.9963
2020-05-06 03:55 | 0.00 | 0 | 0 | 0 | 0 | 0 | 0 | 0 | 0 | 0 | 0 | 0 | 0 | 0 | 0 | 0 | 0 | 0 | 0 | 0 | 0 | 0 | 0
2020-05-06 03:56 | 0.00 | 0 | 0 | 0 | 0 | 0 | 0 | 0 | 0 | 0 | 0 | 0 | 0 | 0 | 0 | 0 | 0 | 0 | 0 | 0 | 0 | 0 | 0
2020-05-06 03:57 | 0.00 | 0 | 0 | 0 | 0 | 0 | 0 | 0 | 0 | 0 | 0 | 0 | 0 | 0 | 0 | 0 | 0 | 0 | 0 | 0 | 0 | 0 | 0
2020-05-06 03:58 | 0.00 | 0 | 0 | 0 | 0 | 0 | 0 | 0 | 0 | 0 | 0 | 0 | 0 | 0 | 0 | 0 | 0 | 0 | 0 | 0 | 0 | 0 | 0
2020-05-06 03:59 | 0.00 | 0 | 0 | 0 | 0 | 0 | 0 | 0 | 0 | 0 | 0 | 0 | 0 | 0 | 0 | 0 | 0 | 0 | 0 | 0 | 0 | 0 | 0
2020-05-06 04:00 | 0.00 | 0 | 0 | 0 | 0 | 0 | 0 | 0 | 0 | 0 | 0 | 0 | 0 | 0 | 0 | 0 | 0 | 0 | 0 | 0 | 0 | 0 | 0
2020-05-06 04:01 | 0.00 | 0 | 0 | 0 | 0 | 0 | 0 | 0 | 0 | 0 | 0 | 0 | 0 | 0 | 0 | 0 | 0 | 0 | 0 | 0 | 0 | 0 | 0
2020-05-06 04:02 | 0.00 | 0 | 0 | 0 | 0 | 0 | 0 | 0 | 0 | 0 | 0 | 0 | 0 | 0 | 0 | 0 | 0 | 0 | 0 | 0 | 0 | 0 | 0
2020-05-06 04:03 | 0.00 | 0 | 0 | 0 | 0 | 0 | 0 | 0 | 0 | 0 | 0 | 0 | 0 | 0 | 0 | 0 | 0 | 0 | 0 | 0 | 0 | 0 | 0
2020-05-06 04:04 | 0.00 | 0 | 0 | 0 | 0 | 0 | 0 | 0 | 0 | 0 | 0 | 0 | 0 | 0 | 0 | 0 | 0 | 0 | 0 | 0 | 0 | 0 | 0
2020-05-06 04:05 | 0.00 | 0.8228 | 4.2053 | 1.4687 | 4.3127 | 1.4555 | 0.59251 | 6.7895 | 1.4405 | 4.0692 | 1.5086 | 1.2634 | 1.4493 | 1.4324 | 1.3435 | 1.5031 | 2.0179 | 1.73 | 1.7816 | 1.7816 | 1.3435 | 1.3665 | 0.96135
2020-05-06 04:06 | 0.00 | 34.623 | 70.1795 | 43.3596 | 72.4979 | 43.3232 | 23.9992 | 93.5264 | 43.2816 | 68.8065 | 43.4699 | 40.5646 | 43.306 | 38.6478 | 37.6623 | 43.4546 | 44.7782 | 49.4197 | 49.5598 | 49.5598 | 37.6623 | 44.7701 | 32.912
2020-05-06 04:07 | 0.00 | 113.0602 | 154.4704 | 122.9177 | 159.3924 | 122.8979 | 97.2249 | 183.5857 | 122.8749 | 152.5898 | 122.9749 | 118.6081 | 122.8885 | 108.606 | 107.2893 | 122.9672 | 123.0648 | 133.5896 | 133.6562 | 133.6562 | 107.2893 | 127.7885 | 100.7744
2020-05-06 04:08 | 0.00 | 189.3346 | 220.4662 | 195.9672 | 226.49 | 195.9766 | 175.6047 | 245.7715 | 195.9859 | 218.6888 | 195.9324 | 191.804 | 195.9806 | 175.8433 | 174.7403 | 195.9379 | 193.9096 | 206.1792 | 206.1288 | 206.1288 | 174.7403 | 202.0323 | 169.2476
2020-05-06 04:09 | 0.00 | 247.6678 | 266.7528 | 251.2304 | 272.7291 | 251.2711 | 236.7622 | 285.1977 | 251.3153 | 265.3038 | 251.0962 | 247.8316 | 251.2896 | 229.1373 | 228.3841 | 251.1159 | 248.163 | 258.0154 | 257.849 | 257.849 | 228.3841 | 256.3437 | 224.6014
2020-05-06 04:10 | 0.00 | 287.8898 | 295.9637 | 289.2183 | 301.0546 | 289.2854 | 279.2324 | 306.1795 | 289.359 | 294.9523 | 289.0004 | 286.8393 | 289.3161 | 267.8229 | 267.4321 | 289.032 | 286.4394 | 290.6493 | 290.3956 | 290.3956 | 267.4321 | 291.7873 | 265.4168
2020-05-06 04:11 | 0.00 | 313.8361 | 312.0922 | 313.7503 | 315.5646 | 313.8368 | 306.723 | 312.9235 | 313.9318 | 311.6047 | 313.4711 | 312.5728 | 313.8764 | 295.1568 | 295.1215 | 313.5115 | 311.3603 | 307.991 | 307.686 | 307.686 | 295.1215 | 312.2936 | 294.835
2020-05-06 04:12 | 0.00 | 324.3648 | 314.0262 | 323.6493 | 315.1264 | 323.7442 | 318.185 | 304.334 | 323.8485 | 314.1479 | 323.3438 | 323.8385 | 323.7876 | 309.9308 | 310.2341 | 323.3879 | 321.4655 | 308.9526 | 308.6441 | 308.6441 | 310.2341 | 316.7437 | 311.5956
2020-05-06 04:13 | 0.00 | 300.0321 | 285.3973 | 299.7129 | 283.7044 | 299.7894 | 294.6723 | 267.4072 | 299.8734 | 286.0715 | 299.4655 | 301.1269 | 299.8244 | 293.5233 | 294.0376 | 299.5013 | 297.1955 | 277.7707 | 277.5493 | 277.5493 | 294.0376 | 287.7708 | 296.4462
2020-05-06 04:14 | 0.00 | 253.5174 | 232.0726 | 253.9049 | 226.4638 | 253.9477 | 248.1258 | 200.8894 | 253.9943 | 233.5397 | 253.7641 | 256.9906 | 253.9672 | 256.3182 | 257.1205 | 253.7847 | 250.8794 | 219.2322 | 219.154 | 219.154 | 257.1205 | 233.5501 | 260.9757
2020-05-06 04:15 | 0.00 | 192.5754 | 167.3125 | 194.7689 | 157.0553 | 194.7777 | 186.4615 | 123.6476 | 194.7865 | 169.5951 | 194.7358 | 199.6186 | 194.7815 | 208.1274 | 209.1601 | 194.741 | 192.7514 | 146.6763 | 146.7256 | 146.7256 | 209.1601 | 165.0153 | 214.1676
2020-05-06 04:16 | 0.00 | 131.0768 | 107.1623 | 135.8991 | 93.2759 | 135.883 | 123.7273 | 59.9415 | 135.8641 | 109.9772 | 135.9449 | 142.1406 | 135.8753 | 160.2205 | 161.362 | 135.9389 | 135.7706 | 79.4824 | 79.6057 | 79.6057 | 161.362 | 98.9482 | 166.9115
2020-05-06 04:17 | 0.00 | 54.5247 | 44.3066 | 58.3987 | 37.1354 | 58.365 | 49.9549 | 28.2973 | 58.3265 | 45.7953 | 58.5003 | 62.1734 | 58.3491 | 76.2317 | 76.8665 | 58.4863 | 59.6087 | 31.0586 | 31.2075 | 31.2075 | 76.8665 | 37.9838 | 79.9908
2020-05-06 04:18 | 0.00 | 2.075 | 2.0671 | 2.0941 | 2.0671 | 2.0809 | 2.039 | 2.0363 | 2.0659 | 2.0671 | 2.134 | 2.0756 | 2.0747 | 2.1111 | 2.0989 | 2.1284 | 2.7569 | 1.9319 | 1.9835 | 1.9835 | 2.0989 | 1.9743 | 2.0611
2020-05-06 04:19 | 0.00 | 0 | 0 | 0 | 0 | 0 | 0 | 0 | 0 | 0 | 0 | 0 | 0 | 0 | 0 | 0 | 0 | 0 | 0 | 0 | 0 | 0 | 0
2020-05-06 04:20 | 0.00 | 0 | 0 | 0 | 0 | 0 | 0 | 0 | 0 | 0 | 0 | 0 | 0 | 0 | 0 | 0 | 0 | 0 | 0 | 0 | 0 | 0 | 0
2020-05-06 04:21 | 0.00 | 0 | 0 | 0 | 0 | 0 | 0 | 0 | 0 | 0 | 0 | 0 | 0 | 0 | 0 | 0 | 0 | 0 | 0 | 0 | 0 | 0 | 0
2020-05-06 04:22 | 0.00 | 0 | 0 | 0 | 0 | 0 | 0 | 0 | 0 | 0 | 0 | 0 | 0 | 0 | 0 | 0 | 0 | 0 | 0 | 0 | 0 | 0 | 0
2020-05-06 04:23 | 0.00 | 0 | 0 | 0 | 0 | 0 | 0 | 0 | 0 | 0 | 0 | 0 | 0 | 0 | 0 | 0 | 0 | 0 | 0 | 0 | 0 | 0 | 0
2020-05-06 04:24 | 0.00 | 0 | 0 | 0 | 0 | 0 | 0 | 0 | 0 | 0 | 0 | 0 | 0 | 0 | 0 | 0 | 0 | 0 | 0 | 0 | 0 | 0 | 0
2020-05-06 04:25 | 0.00 | 0 | 0 | 0 | 0 | 0 | 0 | 0 | 0 | 0 | 0 | 0 | 0 | 0 | 0 | 0 | 0 | 0 | 0 | 0 | 0 | 0 | 0
2020-05-06 04:26 | 0.00 | 0 | 0 | 0 | 0 | 0 | 0 | 0 | 0 | 0 | 0 | 0 | 0 | 0 | 0 | 0 | 0 | 0 | 0 | 0 | 0 | 0 | 0
2020-05-06 04:27 | 0.00 | 0 | 0 | 0 | 0 | 0 | 0 | 0 | 0 | 0 | 0 | 0 | 0 | 0 | 0 | 0 | 0 | 0 | 0 | 0 | 0 | 0 | 0
2020-05-06 04:28 | 0.00 | 0 | 0 | 0 | 0 | 0 | 0 | 0 | 0 | 0 | 0 | 0 | 0 | 0 | 0 | 0 | 0 | 0 | 0 | 0 | 0 | 0 | 0
2020-05-06 04:29 | 0.00 | 0.95381 | 3.7486 | 1.5091 | 3.8278 | 1.496 | 0.73497 | 5.8196 | 1.481 | 3.639 | 1.5491 | 1.3341 | 1.4898 | 1.4835 | 1.4064 | 1.5435 | 2.0583 | 1.681 | 1.7325 | 1.7325 | 1.4064 | 1.3925 | 1.0745
2020-05-06 04:30 | 0.00 | 34.868 | 69.0021 | 43.3675 | 71.1082 | 43.331 | 24.5072 | 91.071 | 43.2894 | 67.7045 | 43.4778 | 40.7172 | 43.3139 | 39.0591 | 38.1126 | 43.4625 | 44.7867 | 48.7521 | 48.8926 | 48.8926 | 38.1126 | 44.4196 | 33.5453
2020-05-06 04:31 | 0.00 | 111.7956 | 152.3083 | 121.5896 | 156.9306 | 121.5694 | 96.1543 | 180.3573 | 121.5459 | 150.4987 | 121.6482 | 117.4492 | 121.5597 | 108.0777 | 106.7988 | 121.6403 | 121.7699 | 131.3658 | 131.4352 | 131.4352 | 106.7988 | 125.8744 | 100.4697
2020-05-06 04:32 | 0.00 | 187.9919 | 218.9663 | 194.7418 | 224.7466 | 194.7505 | 174.217 | 243.7014 | 194.7592 | 217.2309 | 194.7089 | 190.687 | 194.7543 | 175.3274 | 174.2421 | 194.7141 | 192.7239 | 204.2427 | 204.1961 | 204.1961 | 174.2421 | 200.2892 | 168.8364
2020-05-06 04:33 | 0.00 | 248.3615 | 267.8646 | 252.1502 | 273.7123 | 252.1915 | 237.182 | 286.2099 | 252.2364 | 266.4244 | 252.0141 | 248.779 | 252.2102 | 230.3796 | 229.6228 | 252.034 | 249.0864 | 258.5004 | 258.3328 | 258.3328 | 229.6228 | 256.9173 | 225.8182
2020-05-06 04:34 | 0.00 | 292.5793 | 301.071 | 294.1406 | 306.0456 | 294.2115 | 283.6012 | 311.1828 | 294.2893 | 300.0664 | 293.9106 | 291.7907 | 294.2439 | 272.9834 | 272.5918 | 293.944 | 291.4319 | 295.0853 | 294.8186 | 294.8186 | 272.5918 | 296.3458 | 270.5638
2020-05-06 04:35 | 0.00 | 317.935 | 316.5531 | 318.0618 | 319.8588 | 318.1518 | 310.6192 | 317.2171 | 318.2509 | 316.0814 | 317.7713 | 316.9362 | 318.1931 | 299.9322 | 299.8995 | 317.8132 | 315.7566 | 311.8719 | 311.5549 | 311.5549 | 299.8995 | 316.2585 | 299.617
2020-05-06 04:36 | 0.00 | 321.6926 | 312.0926 | 321.2289 | 313.0224 | 321.322 | 315.4229 | 302.5779 | 321.4243 | 312.2198 | 320.929 | 321.4426 | 321.3646 | 308.2432 | 308.5344 | 320.9724 | 319.0171 | 306.4927 | 306.191 | 306.191 | 308.5344 | 314.1606 | 309.8354
2020-05-06 04:37 | 0.00 | 310.9009 | 293.2882 | 310.489 | 290.9987 | 310.5728 | 304.9861 | 271.3939 | 310.665 | 294.1389 | 310.218 | 312.2692 | 310.6113 | 304.3014 | 304.9217 | 310.2572 | 308.0453 | 284.4147 | 284.178 | 284.178 | 304.9217 | 296.2097 | 307.8393
2020-05-06 04:38 | 0.00 | 256.5215 | 233.6946 | 257.0787 | 227.4457 | 257.1231 | 250.7401 | 199.8065 | 257.1716 | 235.299 | 256.9324 | 260.4498 | 257.1434 | 260.3571 | 261.2187 | 256.9538 | 254.032 | 219.4862 | 219.4088 | 219.4088 | 261.2187 | 234.932 | 265.358
2020-05-06 04:39 | 0.00 | 197.1433 | 173.8006 | 199.381 | 164.1635 | 199.3925 | 191.0226 | 132.7357 | 199.4043 | 175.9338 | 199.3392 | 203.9137 | 199.3975 | 211.6886 | 212.6522 | 199.3456 | 197.2178 | 153.7767 | 153.8162 | 153.8162 | 212.6522 | 171.1803 | 217.3171
2020-05-06 04:40 | 0.00 | 73.5547 | 73.0472 | 73.9837 | 72.7833 | 73.9525 | 72.2302 | 71.3435 | 73.9167 | 73.1016 | 74.0774 | 74.0208 | 73.9378 | 73.2012 | 73.1893 | 74.0645 | 75.0041 | 70.6224 | 70.7485 | 70.7485 | 73.1893 | 71.9095 | 73.181
2020-05-06 04:41 | 0.00 | 36.0787 | 28.3629 | 40.1161 | 23.4689 | 40.079 | 31.8982 | 20.7598 | 40.0368 | 29.5669 | 40.2283 | 43.8033 | 40.0616 | 59.3601 | 59.9915 | 40.2128 | 41.5811 | 20.6822 | 20.834 | 20.834 | 59.9915 | 23.4959 | 63.1101
2020-05-06 04:42 | 0.00 | 1.4337 | 1.0387 | 2.1736 | 1.0387 | 2.1604 | 1.091 | 1.0284 | 2.1455 | 1.0398 | 2.2135 | 2.9078 | 2.1542 | 7.7823 | 7.9562 | 2.2079 | 2.8647 | 0.95027 | 1.0019 | 1.0019 | 7.9562 | 0.96891 | 8.8387
2020-05-06 04:43 | 0.00 | 0 | 0 | 0 | 0 | 0 | 0 | 0 | 0 | 0 | 0 | 0 | 0 | 0 | 0 | 0 | 0 | 0 | 0 | 0 | 0 | 0 | 0
2020-05-06 04:44 | 0.00 | 0 | 0 | 0 | 0 | 0 | 0 | 0 | 0 | 0 | 0 | 0 | 0 | 0 | 0 | 0 | 0 | 0 | 0 | 0 | 0 | 0 | 0
2020-05-06 04:45 | 0.00 | 0 | 0 | 0 | 0 | 0 | 0 | 0 | 0 | 0 | 0 | 0 | 0 | 0 | 0 | 0 | 0 | 0 | 0 | 0 | 0 | 0 | 0
2020-05-06 04:46 | 0.00 | 0 | 0 | 0 | 0 | 0 | 0 | 0 | 0 | 0 | 0 | 0 | 0 | 0 | 0 | 0 | 0 | 0 | 0 | 0 | 0 | 0 | 0
2020-05-06 04:47 | 0.00 | 0 | 0 | 0 | 0 | 0 | 0 | 0 | 0 | 0 | 0 | 0 | 0 | 0 | 0 | 0 | 0 | 0 | 0 | 0 | 0 | 0 | 0
2020-05-06 04:48 | 0.00 | 0 | 0 | 0 | 0 | 0 | 0 | 0 | 0 | 0 | 0 | 0 | 0 | 0 | 0 | 0 | 0 | 0 | 0 | 0 | 0 | 0 | 0
2020-05-06 04:49 | 0.00 | 0 | 0 | 0 | 0 | 0 | 0 | 0 | 0 | 0 | 0 | 0 | 0 | 0 | 0 | 0 | 0 | 0 | 0 | 0 | 0 | 0 | 0
2020-05-06 04:50 | 0.00 | 0 | 0 | 0 | 0 | 0 | 0 | 0 | 0 | 0 | 0 | 0 | 0 | 0 | 0 | 0 | 0 | 0 | 0 | 0 | 0 | 0 | 0
2020-05-06 04:51 | 0.00 | 0 | 0 | 0 | 0 | 0 | 0 | 0 | 0 | 0 | 0 | 0 | 0 | 0 | 0 | 0 | 0 | 0 | 0 | 0 | 0 | 0 | 0
2020-05-06 04:52 | 0.00 | 0 | 0 | 0 | 0 | 0 | 0 | 0 | 0 | 0 | 0 | 0 | 0 | 0 | 0 | 0 | 0 | 0 | 0 | 0 | 0 | 0 | 0
2020-05-06 04:53 | 0.00 | 0.86808 | 4.4859 | 1.5945 | 4.5756 | 1.5813 | 0.58642 | 7.1291 | 1.5663 | 4.3465 | 1.6344 | 1.3788 | 1.5751 | 1.5939 | 1.4981 | 1.6288 | 2.1434 | 1.8206 | 1.8722 | 1.8722 | 1.4981 | 1.4496 | 1.08
2020-05-06 04:54 | 0.00 | 35.3642 | 74.3869 | 45.1519 | 76.6195 | 45.1156 | 23.6312 | 99.2738 | 45.0743 | 72.9292 | 45.2615 | 42.2001 | 45.0986 | 40.7188 | 39.6493 | 45.2463 | 46.5544 | 50.9361 | 51.0755 | 51.0755 | 39.6493 | 46.076 | 34.4816
2020-05-06 04:55 | 0.00 | 113.1104 | 155.8162 | 123.5961 | 160.4631 | 123.5765 | 96.4702 | 184.7484 | 123.5538 | 153.9485 | 123.6529 | 119.3053 | 123.5672 | 109.9048 | 108.5622 | 123.6452 | 123.7304 | 133.4067 | 133.4736 | 133.4736 | 108.5622 | 127.7327 | 101.9084
2020-05-06 04:56 | 0.00 | 189.408 | 221.4616 | 196.543 | 227.2026 | 196.5527 | 175.0534 | 246.4996 | 196.5623 | 219.7052 | 196.5073 | 192.4315 | 196.5568 | 177.0936 | 175.9783 | 196.5128 | 194.4686 | 205.849 | 205.7992 | 205.7992 | 175.9783 | 201.8752 | 170.4168
2020-05-06 04:57 | 0.00 | 249.78 | 269.8956 | 253.8295 | 275.6604 | 253.8719 | 238.2277 | 288.2959 | 253.918 | 268.4521 | 253.69 | 250.452 | 253.8912 | 232.1737 | 231.4036 | 253.7104 | 250.7716 | 259.8546 | 259.6836 | 259.6836 | 231.4036 | 258.3234 | 227.5284
2020-05-06 04:58 | 0.00 | 290.1419 | 299.0123 | 291.8915 | 303.8728 | 291.9607 | 280.9487 | 309.0613 | 292.0365 | 298.0149 | 291.6672 | 289.558 | 291.9923 | 271.0015 | 270.6025 | 291.6998 | 289.1471 | 292.5074 | 292.2484 | 292.2484 | 270.6025 | 293.8219 | 268.5378
2020-05-06 04:59 | 0.00 | 315.022 | 313.9619 | 315.3315 | 317.1671 | 315.4193 | 307.4599 | 314.5263 | 315.5159 | 313.4968 | 315.0482 | 314.2205 | 315.4595 | 297.3994 | 297.3607 | 315.0892 | 312.973 | 308.7121 | 308.4049 | 308.4049 | 297.3607 | 313.2047 | 297.051
2020-05-06 05:00 | 0.00 | 326.417 | 316.7793 | 326.1067 | 317.5883 | 326.2036 | 319.8074 | 306.7789 | 326.3104 | 316.9264 | 325.7943 | 326.3716 | 326.2481 | 313.1415 | 313.4433 | 325.8394 | 323.9817 | 310.52 | 310.2064 | 310.2064 | 313.4433 | 318.5104 | 314.7888
2020-05-06 05:01 | 0.00 | 291.6952 | 274.8507 | 291.4514 | 272.4733 | 291.5203 | 285.8471 | 253.4317 | 291.5957 | 275.6927 | 291.2282 | 293.1971 | 291.5517 | 285.8903 | 286.4792 | 291.2605 | 288.7017 | 265.7219 | 265.5359 | 265.5359 | 286.4792 | 277.2386 | 289.2659
2020-05-06 05:02 | 0.00 | 250.9836 | 228.6618 | 251.7339 | 222.303 | 251.775 | 245.0471 | 194.8477 | 251.8195 | 230.2685 | 251.5987 | 255.1114 | 251.7936 | 255.3782 | 256.2279 | 251.6185 | 248.6691 | 213.9383 | 213.8722 | 213.8722 | 256.2279 | 229.3777 | 260.3133
2020-05-06 05:03 | 0.00 | 191.8026 | 166.3623 | 194.4972 | 155.3597 | 194.5058 | 185.0748 | 120.5696 | 194.5144 | 168.7626 | 194.4647 | 199.5972 | 194.5095 | 209.1998 | 210.2612 | 194.4698 | 192.4883 | 143.6337 | 143.6872 | 143.6872 | 210.2612 | 162.8958 | 215.4025
2020-05-06 05:04 | 0.00 | 102.7553 | 86.2321 | 106.1724 | 76.605 | 106.149 | 97.2981 | 52.6538 | 106.1219 | 88.1769 | 106.2414 | 110.4241 | 106.1379 | 122.4196 | 123.1898 | 106.232 | 106.6004 | 66.2885 | 66.4199 | 66.4199 | 123.1898 | 80.2194 | 126.9558
2020-05-06 05:05 | 0.00 | 39.7878 | 33.684 | 42.4143 | 29.2914 | 42.3779 | 36.6682 | 23.7233 | 42.3364 | 34.6106 | 42.5245 | 44.7938 | 42.3608 | 53.9325 | 54.3193 | 42.5092 | 43.8295 | 25.3334 | 25.4844 | 25.4844 | 54.3193 | 29.4674 | 56.2485
2020-05-06 05:06 | 0.00 | 2.8168 | 2.3692 | 3.4306 | 2.3692 | 3.4175 | 2.41 | 2.3423 | 3.4026 | 2.3889 | 3.4703 | 3.9776 | 3.4113 | 7.0751 | 7.1793 | 3.4648 | 4.0935 | 2.2431 | 2.2946 | 2.2946 | 7.1793 | 2.2809 | 7.7185
2020-05-06 05:07 | 0.00 | 0 | 0 | 0 | 0 | 0 | 0 | 0 | 0 | 0 | 0 | 0 | 0 | 0 | 0 | 0 | 0 | 0 | 0 | 0 | 0 | 0 | 0
2020-05-06 05:08 | 0.00 | 0 | 0 | 0 | 0 | 0 | 0 | 0 | 0 | 0 | 0 | 0 | 0 | 0 | 0 | 0 | 0 | 0 | 0 | 0 | 0 | 0 | 0
2020-05-06 05:09 | 0.00 | 0 | 0 | 0 | 0 | 0 | 0 | 0 | 0 | 0 | 0 | 0 | 0 | 0 | 0 | 0 | 0 | 0 | 0 | 0 | 0 | 0 | 0
2020-05-06 05:10 | 0.00 | 0 | 0 | 0 | 0 | 0 | 0 | 0 | 0 | 0 | 0 | 0 | 0 | 0 | 0 | 0 | 0 | 0 | 0 | 0 | 0 | 0 | 0
2020-05-06 05:11 | 0.00 | 0 | 0 | 0 | 0 | 0 | 0 | 0 | 0 | 0 | 0 | 0 | 0 | 0 | 0 | 0 | 0 | 0 | 0 | 0 | 0 | 0 | 0
2020-05-06 05:12 | 0.00 | 0 | 0 | 0 | 0 | 0 | 0 | 0 | 0 | 0 | 0 | 0 | 0 | 0 | 0 | 0 | 0 | 0 | 0 | 0 | 0 | 0 | 0
2020-05-06 05:13 | 0.00 | 0 | 0 | 0 | 0 | 0 | 0 | 0 | 0 | 0 | 0 | 0 | 0 | 0 | 0 | 0 | 0 | 0 | 0 | 0 | 0 | 0 | 0
2020-05-06 05:14 | 0.00 | 0 | 0 | 0 | 0 | 0 | 0 | 0 | 0 | 0 | 0 | 0 | 0 | 0 | 0 | 0 | 0 | 0 | 0 | 0 | 0 | 0 | 0
2020-05-06 05:15 | 0.00 | 0 | 0 | 0 | 0 | 0 | 0 | 0 | 0 | 0 | 0 | 0 | 0 | 0 | 0 | 0 | 0 | 0 | 0 | 0 | 0 | 0 | 0
2020-05-06 05:16 | 0.00 | 0 | 0 | 0 | 0 | 0 | 0 | 0 | 0 | 0 | 0 | 0 | 0 | 0 | 0 | 0 | 0 | 0 | 0 | 0 | 0 | 0 | 0
2020-05-06 05:17 | 0.00 | 0.99867 | 5.207 | 1.8376 | 5.2915 | 1.8244 | 0.69828 | 8.2668 | 1.8095 | 5.0465 | 1.8775 | 1.5974 | 1.8183 | 1.8753 | 1.7662 | 1.872 | 2.3862 | 2.0671 | 2.1186 | 2.1186 | 1.7662 | 1.651 | 1.2877
2020-05-06 05:18 | 0.00 | 35.4316 | 73.394 | 45.0634 | 75.443 | 45.0271 | 23.8722 | 97.272 | 44.9857 | 71.9966 | 45.1729 | 42.2285 | 45.01 | 40.988 | 39.9484 | 45.1578 | 46.4662 | 50.2555 | 50.3952 | 50.3952 | 39.9484 | 45.6581 | 34.9201
2020-05-06 05:19 | 0.00 | 113.3546 | 156.2408 | 124.0245 | 160.7218 | 124.0051 | 96.5216 | 184.91 | 123.9824 | 154.3937 | 124.0808 | 119.7946 | 123.9958 | 110.7792 | 109.4424 | 124.0733 | 124.1485 | 133.2462 | 133.3133 | 133.3133 | 109.4424 | 127.7208 | 102.8147
2020-05-06 05:20 | 0.00 | 189.3612 | 221.452 | 196.6603 | 226.9771 | 196.67 | 174.854 | 246.0078 | 196.6797 | 219.7294 | 196.6243 | 192.6274 | 196.6741 | 177.7704 | 176.6633 | 196.63 | 194.5802 | 205.3533 | 205.3045 | 205.3045 | 176.6633 | 201.5349 | 171.1387
2020-05-06 05:21 | 0.00 | 249.7949 | 269.9551 | 254.0098 | 275.4808 | 254.0523 | 238.1248 | 287.8645 | 254.0985 | 268.5481 | 253.87 | 250.7201 | 254.0717 | 233.0065 | 232.2457 | 253.8904 | 250.9518 | 259.4211 | 259.2512 | 259.2512 | 232.2457 | 258.0366 | 228.4129
2020-05-06 05:22 | 0.00 | 275.4354 | 283.3211 | 277.2703 | 287.2444 | 277.3293 | 267.0363 | 291.3633 | 277.3938 | 282.4965 | 277.0781 | 275.3455 | 277.3562 | 259.7738 | 259.4378 | 277.1061 | 274.4171 | 276.5765 | 276.3593 | 276.3593 | 259.4378 | 278.0809 | 257.6936
2020-05-06 05:23 | 0.00 | 263.114 | 262.9286 | 263.8281 | 264.6992 | 263.8785 | 257.3307 | 262.5375 | 263.9335 | 262.6608 | 263.663 | 263.1762 | 263.9015 | 252.5213 | 252.4927 | 263.6871 | 260.9437 | 257.6641 | 257.4934 | 257.4934 | 252.4927 | 261.1692 | 252.2778
2020-05-06 05:24 | 0.00 | 254.0816 | 251.1427 | 254.6954 | 251.5138 | 254.7407 | 249.3964 | 246.6926 | 254.7901 | 251.1681 | 254.5467 | 254.7235 | 254.7614 | 247.7166 | 247.8188 | 254.5684 | 252.0538 | 245.6868 | 245.5423 | 245.5423 | 247.8188 | 249.9939 | 248.2484
2020-05-06 05:25 | 0.00 | 255.2161 | 247.0233 | 255.7541 | 245.6449 | 255.8015 | 250.5018 | 235.0627 | 255.8531 | 247.4665 | 255.5989 | 256.6934 | 255.823 | 251.8873 | 252.1989 | 255.6215 | 253.3925 | 239.6313 | 239.4991 | 239.4991 | 252.1989 | 246.6714 | 253.6485
2020-05-06 05:26 | 0.00 | 221.3594 | 213.1148 | 222.3566 | 210.5975 | 222.3815 | 217.0043 | 199.0728 | 222.4082 | 213.7334 | 222.2723 | 223.6697 | 222.3927 | 222.1214 | 222.4556 | 222.2848 | 219.8847 | 204.3644 | 204.3149 | 204.3149 | 222.4556 | 211.6819 | 224.0433
2020-05-06 05:27 | 0.00 | 130.6217 | 127.965 | 131.4369 | 126.8504 | 131.4203 | 128.071 | 122.1913 | 131.4009 | 128.2103 | 131.484 | 131.908 | 131.4124 | 131.1016 | 131.1948 | 131.4777 | 131.34 | 122.8923 | 122.9709 | 122.9709 | 131.1948 | 126.2188 | 131.6735
2020-05-06 05:28 | 0.00 | 75.8982 | 73.0912 | 76.9645 | 71.2473 | 76.9328 | 73.8023 | 66.6311 | 76.8966 | 73.4566 | 77.0596 | 77.7261 | 76.9179 | 79.4008 | 79.5165 | 77.0465 | 78.0195 | 67.6424 | 67.774 | 67.774 | 79.5165 | 70.8396 | 80.127
2020-05-06 05:29 | 0.00 | 27.1711 | 26.1951 | 27.661 | 25.463 | 27.6229 | 26.3296 | 24.129 | 27.5796 | 26.3405 | 27.7763 | 27.9351 | 27.605 | 28.8844 | 28.904 | 27.7603 | 29.2017 | 23.9709 | 24.1217 | 24.1217 | 28.904 | 25.074 | 29.0594
2020-05-06 05:30 | 0.00 | 1.4981 | 1.4432 | 1.8201 | 1.4432 | 1.8003 | 1.4344 | 1.4226 | 1.7778 | 1.445 | 1.88 | 2.2115 | 1.791 | 5.0752 | 5.1634 | 1.8717 | 2.6446 | 1.3314 | 1.383 | 1.383 | 5.1634 | 1.3619 | 5.6271
2020-05-06 05:31 | 0.00 | 0 | 0 | 0 | 0 | 0 | 0 | 0 | 0 | 0 | 0 | 0 | 0 | 0 | 0 | 0 | 0 | 0 | 0 | 0 | 0 | 0 | 0
2020-05-06 05:32 | 0.00 | 0 | 0 | 0 | 0 | 0 | 0 | 0 | 0 | 0 | 0 | 0 | 0 | 0 | 0 | 0 | 0 | 0 | 0 | 0 | 0 | 0 | 0
2020-05-06 05:33 | 0.00 | 0 | 0 | 0 | 0 | 0 | 0 | 0 | 0 | 0 | 0 | 0 | 0 | 0 | 0 | 0 | 0 | 0 | 0 | 0 | 0 | 0 | 0
2020-05-06 05:34 | 0.00 | 0 | 0 | 0 | 0 | 0 | 0 | 0 | 0 | 0 | 0 | 0 | 0 | 0 | 0 | 0 | 0 | 0 | 0 | 0 | 0 | 0 | 0
2020-05-06 05:35 | 0.00 | 0 | 0 | 0 | 0 | 0 | 0 | 0 | 0 | 0 | 0 | 0 | 0 | 0 | 0 | 0 | 0 | 0 | 0 | 0 | 0 | 0 | 0
2020-05-06 05:36 | 0.00 | 0 | 0 | 0 | 0 | 0 | 0 | 0 | 0 | 0 | 0 | 0 | 0 | 0 | 0 | 0 | 0 | 0 | 0 | 0 | 0 | 0 | 0
2020-05-06 05:37 | 0.00 | 0 | 0 | 0 | 0 | 0 | 0 | 0 | 0 | 0 | 0 | 0 | 0 | 0 | 0 | 0 | 0 | 0 | 0 | 0 | 0 | 0 | 0
2020-05-06 05:38 | 0.00 | 0 | 0 | 0 | 0 | 0 | 0 | 0 | 0 | 0 | 0 | 0 | 0 | 0 | 0 | 0 | 0 | 0 | 0 | 0 | 0 | 0 | 0
2020-05-06 05:39 | 0.00 | 0 | 0 | 0 | 0 | 0 | 0 | 0 | 0 | 0 | 0 | 0 | 0 | 0 | 0 | 0 | 0 | 0 | 0 | 0 | 0 | 0 | 0
2020-05-06 05:40 | 0.00 | 0 | 0 | 0 | 0 | 0 | 0 | 0 | 0 | 0 | 0 | 0 | 0 | 0 | 0 | 0 | 0 | 0 | 0 | 0 | 0 | 0 | 0
2020-05-06 05:41 | 0.00 | 0.81156 | 5.8363 | 1.8033 | 5.9167 | 1.7901 | 0.4865 | 9.4784 | 1.7752 | 5.6462 | 1.8432 | 1.5285 | 1.784 | 1.8934 | 1.766 | 1.8377 | 2.352 | 2.0529 | 2.1044 | 2.1044 | 1.766 | 1.5689 | 1.2049
2020-05-06 05:42 | 0.00 | 35.8275 | 76.1581 | 46.1402 | 78.179 | 46.104 | 23.5809 | 101.2303 | 46.0628 | 74.6958 | 46.2493 | 43.1936 | 46.087 | 42.2089 | 41.1133 | 46.2342 | 47.5324 | 51.2196 | 51.3588 | 51.3588 | 41.1133 | 46.4581 | 35.8098
2020-05-06 05:43 | 0.00 | 113.6053 | 156.8384 | 124.4989 | 161.1715 | 124.4796 | 96.5133 | 185.3458 | 124.4571 | 155.0049 | 124.5547 | 120.3108 | 124.4704 | 111.6335 | 110.2962 | 124.5472 | 124.6113 | 133.19 | 133.2572 | 133.2572 | 110.2962 | 127.7848 | 103.6638
2020-05-06 05:44 | 0.00 | 193.6228 | 225.9904 | 201.1454 | 231.3547 | 201.1574 | 178.8381 | 250.3041 | 201.1698 | 224.2853 | 201.102 | 197.1699 | 201.1627 | 182.661 | 181.5597 | 201.1087 | 198.9419 | 209.2073 | 209.1505 | 209.1505 | 181.5597 | 205.5536 | 176.0576
2020-05-06 05:45 | 0.00 | 258.8728 | 279.425 | 263.3408 | 284.8197 | 263.3896 | 246.8283 | 297.1565 | 263.4428 | 278.028 | 263.181 | 260.0936 | 263.4119 | 242.5807 | 241.8236 | 263.2043 | 260.3356 | 268.1479 | 267.9553 | 267.9553 | 241.8236 | 266.9322 | 237.9957
2020-05-06 05:46 | 0.00 | 268.7394 | 275.0973 | 270.5643 | 277.974 | 270.6211 | 261.3064 | 280.6324 | 270.6831 | 274.4773 | 270.3794 | 269.1364 | 270.6469 | 256.7435 | 256.4971 | 270.4063 | 268.1153 | 268.3193 | 268.1144 | 268.1144 | 256.4971 | 270.1261 | 255.1916
2020-05-06 05:47 | 0.00 | 179.2942 | 179.5322 | 180.1185 | 179.8183 | 180.1223 | 176.1023 | 178.2546 | 180.1254 | 179.4815 | 180.1014 | 179.9573 | 180.1237 | 176.1446 | 176.1275 | 180.1043 | 178.8369 | 175.3602 | 175.359 | 175.359 | 176.1275 | 177.479 | 176.0339
2020-05-06 05:48 | 0.00 | 187.802 | 187.5151 | 188.6456 | 187.5171 | 188.6521 | 184.7172 | 185.3711 | 188.6583 | 187.5229 | 188.6196 | 188.6272 | 188.6548 | 185.4475 | 185.4601 | 188.6238 | 186.8472 | 183.1587 | 183.1487 | 183.1487 | 185.4601 | 185.5068 | 185.506
2020-05-06 05:49 | 0.00 | 138.3436 | 138.3117 | 139.0086 | 138.3084 | 138.9941 | 136.0507 | 136.8415 | 138.977 | 138.3128 | 139.0491 | 138.946 | 138.9872 | 136.6914 | 136.675 | 139.0438 | 138.7536 | 134.9173 | 134.9823 | 134.9823 | 136.675 | 136.6162 | 136.6153
2020-05-06 05:50 | 0.00 | 120.4289 | 120.3762 | 121.0161 | 120.3633 | 120.9952 | 118.4076 | 119.0405 | 120.9709 | 120.3793 | 121.077 | 120.948 | 120.9852 | 118.9809 | 118.9584 | 121.0688 | 121.2514 | 117.3211 | 117.4094 | 117.4094 | 118.9584 | 118.8398 | 118.88
2020-05-06 05:51 | 0.00 | 133.7082 | 128.8583 | 134.9836 | 126.3441 | 134.9689 | 130.5509 | 118.2296 | 134.9516 | 129.3789 | 135.0247 | 136.054 | 134.9619 | 137.1414 | 137.3435 | 135.0193 | 134.7434 | 121.0788 | 121.1611 | 121.1611 | 137.3435 | 126.2998 | 138.3441
2020-05-06 05:52 | 0.00 | 145.7345 | 123.6035 | 151.4997 | 109.1638 | 151.4895 | 137.1971 | 75.7103 | 151.4771 | 126.4514 | 151.5268 | 157.8399 | 151.4845 | 176.8413 | 177.9653 | 151.5234 | 150.9218 | 93.0993 | 93.2093 | 93.2093 | 177.9653 | 113.0296 | 183.409
2020-05-06 05:53 | 0.00 | 46.9046 | 39.7035 | 49.9244 | 34.0126 | 49.8894 | 43.1757 | 25.6297 | 49.8494 | 40.8261 | 50.0301 | 52.6126 | 49.8729 | 62.5027 | 62.9307 | 50.0155 | 51.2339 | 28.1007 | 28.2509 | 28.2509 | 62.9307 | 34.2251 | 65.0522
2020-05-06 05:54 | 0.00 | 1.5501 | 1.5332 | 1.6088 | 1.5332 | 1.5956 | 1.5159 | 1.5088 | 1.5806 | 1.5337 | 1.6487 | 1.6353 | 1.5894 | 2.0619 | 2.062 | 1.6431 | 2.2779 | 1.4126 | 1.4642 | 1.4642 | 2.062 | 1.4475 | 2.0949
2020-05-06 05:55 | 0.00 | 0 | 0 | 0 | 0 | 0 | 0 | 0 | 0 | 0 | 0 | 0 | 0 | 0 | 0 | 0 | 0 | 0 | 0 | 0 | 0 | 0 | 0
2020-05-06 05:56 | 0.00 | 0 | 0 | 0 | 0 | 0 | 0 | 0 | 0 | 0 | 0 | 0 | 0 | 0 | 0 | 0 | 0 | 0 | 0 | 0 | 0 | 0 | 0
2020-05-06 05:57 | 0.00 | 0 | 0 | 0 | 0 | 0 | 0 | 0 | 0 | 0 | 0 | 0 | 0 | 0 | 0 | 0 | 0 | 0 | 0 | 0 | 0 | 0 | 0
2020-05-06 05:58 | 0.00 | 0 | 0 | 0 | 0 | 0 | 0 | 0 | 0 | 0 | 0 | 0 | 0 | 0 | 0 | 0 | 0 | 0 | 0 | 0 | 0 | 0 | 0
2020-05-06 05:59 | 0.00 | 0 | 0 | 0 | 0 | 0 | 0 | 0 | 0 | 0 | 0 | 0 | 0 | 0 | 0 | 0 | 0 | 0 | 0 | 0 | 0 | 0 | 0
2020-05-06 06:00 | 0.00 | 0 | 0 | 0 | 0 | 0 | 0 | 0 | 0 | 0 | 0 | 0 | 0 | 0 | 0 | 0 | 0 | 0 | 0 | 0 | 0 | 0 | 0
2020-05-06 06:01 | 0.00 | 0 | 0 | 0 | 0 | 0 | 0 | 0 | 0 | 0 | 0 | 0 | 0 | 0 | 0 | 0 | 0 | 0 | 0 | 0 | 0 | 0 | 0
2020-05-06 06:02 | 0.00 | 0 | 0 | 0 | 0 | 0 | 0 | 0 | 0 | 0 | 0 | 0 | 0 | 0 | 0 | 0 | 0 | 0 | 0 | 0 | 0 | 0 | 0
2020-05-06 06:03 | 0.00 | 0 | 0 | 0 | 0 | 0 | 0 | 0 | 0 | 0 | 0 | 0 | 0 | 0 | 0 | 0 | 0 | 0 | 0 | 0 | 0 | 0 | 0
2020-05-06 06:04 | 0.00 | 0 | 0 | 0 | 0 | 0 | 0 | 0 | 0 | 0 | 0 | 0 | 0 | 0 | 0 | 0 | 0 | 0 | 0 | 0 | 0 | 0 | 0
2020-05-06 06:05 | 0.00 | 0.96422 | 6.1797 | 2.0088 | 6.2436 | 1.9956 | 0.62254 | 9.8963 | 1.9807 | 5.986 | 2.0487 | 1.7279 | 1.9894 | 2.134 | 2.0015 | 2.0431 | 2.5618 | 2.2222 | 2.2738 | 2.2738 | 2.0015 | 1.7357 | 1.4151
2020-05-06 06:06 | 0.00 | 36.2386 | 77.5348 | 46.91 | 79.4629 | 46.8739 | 23.5974 | 102.8125 | 46.8329 | 76.0618 | 47.0189 | 43.9395 | 46.857 | 43.1953 | 42.0768 | 47.0038 | 48.2949 | 51.6981 | 51.8371 | 51.8371 | 42.0768 | 46.9395 | 36.6551
2020-05-06 06:07 | 0.00 | 114.6718 | 159.1142 | 126.0184 | 163.3697 | 125.9996 | 96.9628 | 187.9196 | 125.9777 | 157.2628 | 126.0728 | 121.7873 | 125.9906 | 113.3071 | 111.9407 | 126.0655 | 126.0949 | 134.4076 | 134.4733 | 134.4733 | 111.9407 | 128.9898 | 105.1579
2020-05-06 06:08 | 0.00 | 190.8604 | 224.09 | 198.7081 | 229.387 | 198.7188 | 175.6327 | 248.6119 | 198.7297 | 222.3735 | 198.669 | 194.7028 | 198.7234 | 180.3635 | 179.24 | 198.675 | 196.558 | 206.5284 | 206.4774 | 206.4774 | 179.24 | 202.87 | 173.6266
2020-05-06 06:09 | 0.00 | 248.9039 | 269.6761 | 253.5217 | 274.8995 | 253.5639 | 236.7891 | 287.1995 | 253.6098 | 268.3002 | 253.3829 | 250.3135 | 253.5831 | 233.3171 | 232.5549 | 253.4032 | 250.4614 | 258.0069 | 257.8406 | 257.8406 | 232.5549 | 256.8196 | 228.71
2020-05-06 06:10 | 0.00 | 288.2385 | 297.9115 | 290.5602 | 302.2541 | 290.6283 | 278.5226 | 307.2705 | 290.703 | 296.9728 | 290.3391 | 288.3803 | 290.6595 | 271.1335 | 270.7381 | 290.3711 | 287.7977 | 289.7729 | 289.5217 | 289.5217 | 270.7381 | 291.374 | 268.6853
2020-05-06 06:11 | 0.00 | 313.5056 | 313.4726 | 314.4076 | 316.1879 | 314.4946 | 305.4355 | 313.5727 | 314.5903 | 313.0548 | 314.1267 | 313.4275 | 314.5345 | 297.929 | 297.8873 | 314.1673 | 312.0308 | 306.5826 | 306.2819 | 306.2819 | 297.8873 | 311.2783 | 297.5555
2020-05-06 06:12 | 0.00 | 327.4226 | 319.3211 | 327.7673 | 319.7025 | 327.8657 | 320.2945 | 309.3484 | 327.974 | 319.4909 | 327.4505 | 328.1167 | 327.9108 | 316.2391 | 316.5243 | 327.4962 | 325.6767 | 311.4061 | 311.09 | 311.09 | 316.5243 | 319.4106 | 317.7765
2020-05-06 06:13 | 0.00 | 297.9745 | 283.4807 | 298.4131 | 280.9291 | 298.4873 | 291.582 | 263.2 | 298.5687 | 284.2827 | 298.1729 | 300.1162 | 298.5212 | 293.8095 | 294.3545 | 298.2077 | 295.7614 | 272.9177 | 272.7128 | 272.7128 | 294.3545 | 284.0694 | 296.9085
2020-05-06 06:14 | 0.00 | 237.7455 | 224.5885 | 238.8636 | 220.5787 | 238.9001 | 232.403 | 203.1222 | 238.9397 | 225.5751 | 238.7426 | 240.9684 | 238.9167 | 240.0627 | 240.5924 | 238.7603 | 236.5495 | 212.895 | 212.8223 | 212.8223 | 240.5924 | 223.437 | 243.117
2020-05-06 06:15 | 0.00 | 104.1981 | 102.865 | 104.7983 | 102.3185 | 104.7741 | 102.2434 | 99.5626 | 104.7464 | 102.9859 | 104.8693 | 104.9857 | 104.7627 | 103.8959 | 103.9241 | 104.8596 | 105.275 | 99.2658 | 99.3683 | 99.3683 | 103.9241 | 101.438 | 104.0995
2020-05-06 06:16 | 0.00 | 42.5762 | 42.5496 | 42.7907 | 42.5459 | 42.7537 | 41.8366 | 42.0516 | 42.7116 | 42.5504 | 42.9026 | 42.7017 | 42.7364 | 41.9963 | 41.9551 | 42.8871 | 44.2487 | 41.2461 | 41.392 | 41.392 | 41.9551 | 41.8337 | 41.814
2020-05-06 06:17 | 0.00 | 26.1597 | 26.1032 | 26.3059 | 26.0748 | 26.2675 | 25.6892 | 25.7358 | 26.2238 | 26.1089 | 26.4222 | 26.2314 | 26.2495 | 25.861 | 25.8205 | 26.4061 | 27.8698 | 25.158 | 25.3089 | 25.3089 | 25.8205 | 25.5585 | 25.6854
2020-05-06 06:18 | 0.00 | 1.0897 | 1.077 | 1.1353 | 1.077 | 1.1221 | 1.0669 | 1.0574 | 1.1071 | 1.0771 | 1.1752 | 1.1513 | 1.1159 | 1.4269 | 1.423 | 1.1697 | 1.6851 | 0.96746 | 1.0191 | 1.0191 | 1.423 | 0.99677 | 1.4255
2020-05-06 06:19 | 0.00 | 0 | 0 | 0 | 0 | 0 | 0 | 0 | 0 | 0 | 0 | 0 | 0 | 0 | 0 | 0 | 0 | 0 | 0 | 0 | 0 | 0 | 0
2020-05-06 06:20 | 0.00 | 0 | 0 | 0 | 0 | 0 | 0 | 0 | 0 | 0 | 0 | 0 | 0 | 0 | 0 | 0 | 0 | 0 | 0 | 0 | 0 | 0 | 0
2020-05-06 06:21 | 0.00 | 0 | 0 | 0 | 0 | 0 | 0 | 0 | 0 | 0 | 0 | 0 | 0 | 0 | 0 | 0 | 0 | 0 | 0 | 0 | 0 | 0 | 0
2020-05-06 06:22 | 0.00 | 0 | 0 | 0 | 0 | 0 | 0 | 0 | 0 | 0 | 0 | 0 | 0 | 0 | 0 | 0 | 0 | 0 | 0 | 0 | 0 | 0 | 0
2020-05-06 06:23 | 0.00 | 0 | 0 | 0 | 0 | 0 | 0 | 0 | 0 | 0 | 0 | 0 | 0 | 0 | 0 | 0 | 0 | 0 | 0 | 0 | 0 | 0 | 0
2020-05-06 06:24 | 0.00 | 0 | 0 | 0 | 0 | 0 | 0 | 0 | 0 | 0 | 0 | 0 | 0 | 0 | 0 | 0 | 0 | 0 | 0 | 0 | 0 | 0 | 0
2020-05-06 06:25 | 0.00 | 0 | 0 | 0 | 0 | 0 | 0 | 0 | 0 | 0 | 0 | 0 | 0 | 0 | 0 | 0 | 0 | 0 | 0 | 0 | 0 | 0 | 0
2020-05-06 06:26 | 0.00 | 0 | 0 | 0 | 0 | 0 | 0 | 0 | 0 | 0 | 0 | 0 | 0 | 0 | 0 | 0 | 0 | 0 | 0 | 0 | 0 | 0 | 0
2020-05-06 06:27 | 0.00 | 0 | 0 | 0 | 0 | 0 | 0 | 0 | 0 | 0 | 0 | 0 | 0 | 0 | 0 | 0 | 0 | 0 | 0 | 0 | 0 | 0 | 0
2020-05-06 06:28 | 0.00 | 0 | 0 | 0 | 0 | 0 | 0 | 0 | 0 | 0 | 0 | 0 | 0 | 0 | 0 | 0 | 0 | 0 | 0 | 0 | 0 | 0 | 0
2020-05-06 06:29 | 0.00 | 1.0357 | 6.4447 | 2.1412 | 6.4909 | 2.128 | 0.65765 | 10.4633 | 2.1131 | 6.2416 | 2.1811 | 1.8531 | 2.1219 | 2.2974 | 2.1599 | 2.1755 | 2.7291 | 2.3224 | 2.3739 | 2.3739 | 2.1599 | 1.8313 | 1.5474
2020-05-06 06:30 | 0.00 | 36.9209 | 79.3298 | 47.9862 | 81.1781 | 47.9504 | 23.8331 | 104.9457 | 47.9095 | 77.8391 | 48.0946 | 44.982 | 47.9335 | 44.4631 | 43.3188 | 48.0796 | 49.3585 | 52.4927 | 52.6311 | 52.6311 | 43.3188 | 47.7249 | 37.7643
2020-05-06 06:31 | 0.00 | 116.2928 | 162.1521 | 128.1246 | 166.364 | 128.1065 | 97.9435 | 191.5505 | 128.0853 | 160.2682 | 128.1768 | 123.8407 | 128.0978 | 115.5331 | 114.1366 | 128.1698 | 128.1496 | 136.2044 | 136.2677 | 136.2677 | 114.1366 | 130.7678 | 107.2013
2020-05-06 06:32 | 0.00 | 190.944 | 224.616 | 199.0312 | 229.7837 | 199.042 | 175.4337 | 249.0694 | 199.053 | 222.9076 | 198.9916 | 195.0574 | 199.0467 | 181.0498 | 179.9239 | 198.9977 | 196.8695 | 206.3737 | 206.323 | 206.323 | 179.9239 | 202.8126 | 174.2969
2020-05-06 06:33 | 0.00 | 249.9472 | 271.238 | 254.8126 | 276.3759 | 254.8556 | 237.4951 | 288.7922 | 254.9024 | 269.8613 | 254.6711 | 251.6161 | 254.8752 | 234.8195 | 234.0521 | 254.6918 | 251.7576 | 258.853 | 258.6845 | 258.6845 | 234.0521 | 257.765 | 230.1789
2020-05-06 06:34 | 0.00 | 288.9623 | 298.9444 | 291.486 | 303.1489 | 291.5548 | 279.0091 | 308.1286 | 291.6303 | 298.0189 | 291.2627 | 289.3452 | 291.5863 | 272.4195 | 272.0249 | 291.295 | 288.7362 | 290.205 | 289.9525 | 289.9525 | 272.0249 | 291.9245 | 269.9722
2020-05-06 06:35 | 0.00 | 326.0643 | 326.3889 | 327.2133 | 329.0301 | 327.3115 | 317.5052 | 326.3154 | 327.4195 | 325.9729 | 326.8972 | 326.2618 | 327.3565 | 310.6549 | 310.6197 | 326.9428 | 325.1334 | 318.6941 | 318.3548 | 318.3548 | 310.6197 | 323.6381 | 310.2984
2020-05-06 06:36 | 0.00 | 270.6783 | 267.5828 | 271.5298 | 267.7486 | 271.5883 | 265.4375 | 262.2665 | 271.6523 | 267.6446 | 271.3393 | 271.6644 | 271.615 | 264.5859 | 264.7158 | 271.367 | 269.1487 | 261.1042 | 260.9165 | 260.9165 | 264.7158 | 265.9592 | 265.2565
2020-05-06 06:37 | 0.01 | 249.6694 | 242.0703 | 250.4907 | 240.5409 | 250.5332 | 244.6206 | 230.0736 | 250.5794 | 242.5195 | 250.3509 | 251.4424 | 250.5525 | 246.9723 | 247.27 | 250.3714 | 247.7875 | 233.8376 | 233.7231 | 233.7231 | 247.27 | 240.9752 | 248.6573
2020-05-06 06:38 | 0.01 | 267.8439 | 246.8904 | 269.4923 | 239.9064 | 269.5453 | 260.7348 | 212.1119 | 269.6031 | 248.5527 | 269.3194 | 273.0359 | 269.5694 | 274.3296 | 275.1838 | 269.3446 | 266.5217 | 229.2445 | 229.1462 | 229.1462 | 275.1838 | 245.3917 | 279.2601
2020-05-06 06:39 | 0.01 | 122.5208 | 119.983 | 123.3084 | 118.9091 | 123.2902 | 120.064 | 114.4082 | 123.269 | 120.2187 | 123.3607 | 123.7543 | 123.2815 | 122.9812 | 123.0676 | 123.3537 | 123.3355 | 115.0668 | 115.1522 | 115.1522 | 123.0676 | 118.2773 | 123.5162
2020-05-06 06:40 | 0.01 | 42.5207 | 42.4932 | 42.7345 | 42.4886 | 42.6977 | 41.7845 | 41.9954 | 42.6557 | 42.4941 | 42.8459 | 42.6463 | 42.6804 | 41.9459 | 41.905 | 42.8304 | 44.1796 | 41.1947 | 41.3399 | 41.3399 | 41.905 | 41.7801 | 41.7648
2020-05-06 06:41 | 0.01 | 11.2549 | 11.2262 | 11.3124 | 11.2209 | 11.2731 | 11.0571 | 11.0678 | 11.2284 | 11.2273 | 11.4316 | 11.2275 | 11.2547 | 11.064 | 11.0204 | 11.415 | 12.9452 | 10.6863 | 10.8404 | 10.8404 | 11.0204 | 10.8813 | 10.8721
2020-05-06 06:42 | 0.01 | 0.4854 | 0.48144 | 0.4889 | 0.48144 | 0.48231 | 0.4772 | 0.47218 | 0.47482 | 0.48144 | 0.50889 | 0.48285 | 0.47922 | 0.82822 | 0.82628 | 0.50611 | 1.2137 | 0.42786 | 0.45368 | 0.45368 | 0.82628 | 0.44192 | 0.83846
2020-05-06 06:43 | 0.01 | 0 | 0 | 0 | 0 | 0 | 0 | 0 | 0 | 0 | 0 | 0 | 0 | 0 | 0 | 0 | 0 | 0 | 0 | 0 | 0 | 0 | 0
2020-05-06 06:44 | 0.02 | 0 | 0 | 0 | 0 | 0 | 0 | 0 | 0 | 0 | 0 | 0 | 0 | 0 | 0 | 0 | 0 | 0 | 0 | 0 | 0 | 0 | 0
2020-05-06 06:45 | 0.02 | 0 | 0 | 0 | 0 | 0 | 0 | 0 | 0 | 0 | 0 | 0 | 0 | 0 | 0 | 0 | 0 | 0 | 0 | 0 | 0 | 0 | 0
2020-05-06 06:46 | 0.02 | 0 | 0 | 0 | 0 | 0 | 0 | 0 | 0 | 0 | 0 | 0 | 0 | 0 | 0 | 0 | 0 | 0 | 0 | 0 | 0 | 0 | 0
2020-05-06 06:47 | 0.02 | 0 | 0 | 0 | 0 | 0 | 0 | 0 | 0 | 0 | 0 | 0 | 0 | 0 | 0 | 0 | 0 | 0 | 0 | 0 | 0 | 0 | 0
2020-05-06 06:48 | 0.02 | 0 | 0 | 0 | 0 | 0 | 0 | 0 | 0 | 0 | 0 | 0 | 0 | 0 | 0 | 0 | 0 | 0 | 0 | 0 | 0 | 0 | 0
2020-05-06 06:49 | 0.02 | 0 | 0 | 0 | 0 | 0 | 0 | 0 | 0 | 0 | 0 | 0 | 0 | 0 | 0 | 0 | 0 | 0 | 0 | 0 | 0 | 0 | 0
2020-05-06 06:50 | 0.02 | 0 | 0 | 0 | 0 | 0 | 0 | 0 | 0 | 0 | 0 | 0 | 0 | 0 | 0 | 0 | 0 | 0 | 0 | 0 | 0 | 0 | 0
2020-05-06 06:51 | 0.03 | 0 | 0 | 0 | 0 | 0 | 0 | 0 | 0 | 0 | 0 | 0 | 0 | 0 | 0 | 0 | 0 | 0 | 0 | 0 | 0 | 0 | 0
2020-05-06 06:52 | 0.03 | 0 | 0 | 0 | 0 | 0 | 0 | 0 | 0 | 0 | 0 | 0 | 0 | 0 | 0 | 0 | 0 | 0 | 0 | 0 | 0 | 0 | 0
2020-05-06 06:53 | 0.03 | 1.1805 | 5.9768 | 2.1893 | 6.0073 | 2.1762 | 0.81362 | 9.2483 | 2.1612 | 5.8059 | 2.2292 | 1.9312 | 2.17 | 2.3439 | 2.2193 | 2.2236 | 2.8021 | 2.2987 | 2.3502 | 2.3502 | 2.2193 | 1.8768 | 1.6629
2020-05-06 06:54 | 0.03 | 36.1939 | 77.3891 | 47.0315 | 79.0434 | 46.9955 | 23.4477 | 101.9791 | 46.9544 | 75.9619 | 47.1404 | 44.1625 | 46.9786 | 43.9328 | 42.8247 | 47.1253 | 48.4164 | 50.9504 | 51.0898 | 51.0898 | 42.8247 | 46.4517 | 37.4455
2020-05-06 06:55 | 0.03 | 113.5096 | 157.9623 | 125.1179 | 161.8665 | 125.0988 | 95.5817 | 186.0371 | 125.0765 | 156.165 | 125.1733 | 121.0316 | 125.0896 | 113.3629 | 112.016 | 125.1658 | 125.2185 | 132.3589 | 132.4273 | 132.4273 | 112.016 | 127.249 | 105.3272
2020-05-06 06:56 | 0.03 | 187.3515 | 220.4644 | 195.4386 | 225.3556 | 195.4476 | 171.99 | 244.0965 | 195.4566 | 218.8145 | 195.4047 | 191.603 | 195.4515 | 178.28 | 177.181 | 195.41 | 193.3982 | 202.0905 | 202.0483 | 202.0483 | 177.181 | 198.7343 | 171.6886
2020-05-06 06:57 | 0.03 | 245.1157 | 266.185 | 250.057 | 271.0558 | 250.097 | 232.7412 | 283.1263 | 250.1403 | 264.8563 | 249.9253 | 246.9709 | 250.1151 | 230.9035 | 230.1514 | 249.9446 | 246.9851 | 253.5424 | 253.3872 | 253.3872 | 230.1514 | 252.5793 | 226.3566
2020-05-06 06:58 | 0.04 | 285.0471 | 295.2069 | 287.7185 | 299.229 | 287.7845 | 275.0243 | 304.1414 | 287.8568 | 294.3049 | 287.5041 | 285.6327 | 287.8146 | 269.2282 | 268.8346 | 287.5352 | 284.9208 | 286.0609 | 285.8202 | 285.8202 | 268.8346 | 287.8371 | 266.7898
2020-05-06 06:59 | 0.04 | 308.165 | 308.7389 | 309.4109 | 311.1502 | 309.4939 | 299.8437 | 308.5668 | 309.585 | 308.3513 | 309.1429 | 308.5071 | 309.5319 | 293.8891 | 293.8427 | 309.1817 | 306.943 | 300.9032 | 300.6195 | 300.6195 | 293.8427 | 305.6937 | 293.4896
2020-05-06 07:00 | 0.04 | 328.6348 | 320.8658 | 329.3099 | 320.9995 | 329.4097 | 321.0129 | 310.3506 | 329.5195 | 321.0645 | 328.9887 | 329.7333 | 329.4554 | 318.1896 | 318.4794 | 329.0351 | 327.2578 | 311.7905 | 311.473 | 311.473 | 318.4794 | 320.1596 | 319.7482
2020-05-06 07:01 | 0.04 | 286.3526 | 271.8394 | 287.0849 | 268.9012 | 287.1504 | 279.6015 | 250.5346 | 287.2222 | 272.701 | 286.872 | 288.9066 | 287.1804 | 283.2507 | 283.8028 | 286.9029 | 284.2788 | 260.0799 | 259.9085 | 259.9085 | 283.8028 | 271.7056 | 286.403
2020-05-06 07:02 | 0.04 | 247.9527 | 228.1213 | 249.6837 | 221.2917 | 249.7234 | 241.0196 | 194.6646 | 249.7665 | 229.7278 | 249.5527 | 253.0954 | 249.7415 | 254.7027 | 255.5089 | 249.5719 | 246.6126 | 210.7151 | 210.6557 | 210.6557 | 255.5089 | 226.2556 | 259.3722
2020-05-06 07:03 | 0.04 | 190.2947 | 167.6674 | 193.9245 | 156.3881 | 193.9328 | 182.5729 | 122.7976 | 193.941 | 170.0275 | 193.893 | 198.9671 | 193.9364 | 209.4936 | 210.495 | 193.898 | 191.9394 | 142.4781 | 142.5334 | 142.5334 | 210.495 | 161.6603 | 215.3335
2020-05-06 07:04 | 0.04 | 116.9579 | 95.9996 | 123.0132 | 81.4758 | 122.9934 | 108.3155 | 48.7544 | 122.9705 | 98.8276 | 123.0704 | 129.3002 | 122.984 | 148.913 | 149.9968 | 123.0627 | 123.1593 | 65.0363 | 65.1679 | 65.1679 | 149.9968 | 84.6119 | 155.2584
2020-05-06 07:05 | 0.04 | 40.0655 | 28.5864 | 46.4458 | 19.2147 | 46.4097 | 33.2959 | 9.928 | 46.3686 | 30.5949 | 46.5549 | 51.907 | 46.3927 | 74.388 | 75.2786 | 46.5398 | 47.8358 | 12.2631 | 12.417 | 12.417 | 75.2786 | 19.2568 | 79.6342
2020-05-06 07:06 | 0.05 | 1.831 | 1.3755 | 2.6409 | 1.3542 | 2.6211 | 1.42 | 1.3401 | 2.5987 | 1.4497 | 2.7007 | 3.3903 | 2.6119 | 8.0054 | 8.1526 | 2.6924 | 3.4636 | 1.2572 | 1.3088 | 1.3088 | 8.1526 | 1.2802 | 8.9008
2020-05-06 07:07 | 0.05 | 0 | 0 | 0 | 0 | 0 | 0 | 0 | 0 | 0 | 0 | 0 | 0 | 0 | 0 | 0 | 0 | 0 | 0 | 0 | 0 | 0 | 0
2020-05-06 07:08 | 0.04 | 0 | 0 | 0 | 0 | 0 | 0 | 0 | 0 | 0 | 0 | 0 | 0 | 0 | 0 | 0 | 0 | 0 | 0 | 0 | 0 | 0 | 0
2020-05-06 07:09 | 0.05 | 0 | 0 | 0 | 0 | 0 | 0 | 0 | 0 | 0 | 0 | 0 | 0 | 0 | 0 | 0 | 0 | 0 | 0 | 0 | 0 | 0 | 0
2020-05-06 07:10 | 0.05 | 0 | 0 | 0 | 0 | 0 | 0 | 0 | 0 | 0 | 0 | 0 | 0 | 0 | 0 | 0 | 0 | 0 | 0 | 0 | 0 | 0 | 0
2020-05-06 07:11 | 0.05 | 0 | 0 | 0 | 0 | 0 | 0 | 0 | 0 | 0 | 0 | 0 | 0 | 0 | 0 | 0 | 0 | 0 | 0 | 0 | 0 | 0 | 0
2020-05-06 07:12 | 0.05 | 0 | 0 | 0 | 0 | 0 | 0 | 0 | 0 | 0 | 0 | 0 | 0 | 0 | 0 | 0 | 0 | 0 | 0 | 0 | 0 | 0 | 0
2020-05-06 07:13 | 0.05 | 0 | 0 | 0 | 0 | 0 | 0 | 0 | 0 | 0 | 0 | 0 | 0 | 0 | 0 | 0 | 0 | 0 | 0 | 0 | 0 | 0 | 0
2020-05-06 07:14 | 0.05 | 0 | 0 | 0 | 0 | 0 | 0 | 0 | 0 | 0 | 0 | 0 | 0 | 0 | 0 | 0 | 0 | 0 | 0 | 0 | 0 | 0 | 0
2020-05-06 07:15 | 0.05 | 0 | 0 | 0 | 0 | 0 | 0 | 0 | 0 | 0 | 0 | 0 | 0 | 0 | 0 | 0 | 0 | 0 | 0 | 0 | 0 | 0 | 0
2020-05-06 07:16 | 0.05 | 0 | 0 | 0 | 0 | 0 | 0 | 0 | 0 | 0 | 0 | 0 | 0 | 0 | 0 | 0 | 0 | 0 | 0 | 0 | 0 | 0 | 0
2020-05-06 07:17 | 0.05 | 1.2836 | 4.9516 | 2.0573 | 4.9605 | 2.0442 | 1.0107 | 7.4312 | 2.0292 | 4.8224 | 2.0972 | 1.8568 | 2.038 | 2.1898 | 2.0909 | 2.0917 | 2.6563 | 2.0753 | 2.1268 | 2.1268 | 2.0909 | 1.7731 | 1.6519
2020-05-06 07:18 | 0.06 | 35.2301 | 70.3164 | 44.5626 | 71.6375 | 44.5262 | 24.1659 | 91.0404 | 44.4848 | 69.1143 | 44.6726 | 42.1368 | 44.5091 | 42.0356 | 41.088 | 44.6573 | 45.9737 | 47.4293 | 47.5706 | 47.5706 | 41.088 | 43.7486 | 36.4917
2020-05-06 07:19 | 0.06 | 109.3386 | 150.1743 | 120.1249 | 153.6164 | 120.1042 | 92.7229 | 175.6815 | 120.0801 | 148.5434 | 120.1852 | 116.4296 | 120.0943 | 109.6555 | 108.4254 | 120.177 | 120.3447 | 126.106 | 126.1822 | 126.1822 | 108.4254 | 121.615 | 102.3219
2020-05-06 07:20 | 0.06 | 188.4119 | 220.5446 | 196.4067 | 225.1271 | 196.4162 | 173.3293 | 243.1197 | 196.4257 | 218.9677 | 196.3715 | 192.7612 | 196.4203 | 180.1658 | 179.1133 | 196.377 | 194.3326 | 202.1201 | 202.078 | 202.078 | 179.1133 | 199.0907 | 173.8518
2020-05-06 07:21 | 0.06 | 241.8937 | 261.9636 | 246.7746 | 266.4009 | 246.8123 | 229.9129 | 277.6257 | 246.8532 | 260.7291 | 246.6499 | 243.921 | 246.8294 | 229.0562 | 228.3542 | 246.6682 | 243.6846 | 249.2635 | 249.1192 | 249.1192 | 228.3542 | 248.5949 | 224.8094
2020-05-06 07:22 | 0.06 | 277.9389 | 287.3999 | 280.6143 | 290.9314 | 280.6759 | 268.3727 | 295.1755 | 280.7433 | 286.5933 | 280.4139 | 278.758 | 280.704 | 263.8979 | 263.545 | 280.443 | 277.8105 | 278.1814 | 277.9595 | 277.9595 | 263.545 | 280.109 | 261.705
2020-05-06 07:23 | 0.06 | 249.1141 | 250.2827 | 250.3702 | 251.7169 | 250.4122 | 242.9362 | 250.0301 | 250.4579 | 250.0292 | 250.2319 | 249.7579 | 250.4313 | 240.2626 | 240.2065 | 250.2522 | 247.6727 | 243.6879 | 243.5495 | 243.5495 | 240.2065 | 247.1304 | 239.8642
2020-05-06 07:24 | 0.06 | 291.3013 | 286.4347 | 292.2407 | 286.2975 | 292.3135 | 285.1412 | 278.5816 | 292.3934 | 286.5931 | 292.0049 | 292.5921 | 292.3469 | 284.5939 | 284.7965 | 292.039 | 289.844 | 278.4911 | 278.2609 | 278.2609 | 284.7965 | 284.8147 | 285.6718
2020-05-06 07:25 | 0.07 | 298.4372 | 286.0081 | 299.4714 | 283.2375 | 299.547 | 291.6912 | 266.6793 | 299.63 | 286.7849 | 299.2267 | 301.155 | 299.5816 | 296.0166 | 296.5219 | 299.2621 | 296.8899 | 274.2589 | 274.0495 | 274.0495 | 296.5219 | 285.0201 | 298.8701
2020-05-06 07:26 | 0.07 | 260.1892 | 241.5753 | 262.1125 | 234.9449 | 262.1605 | 253.0407 | 209.3796 | 262.2128 | 243.1167 | 261.9553 | 265.4151 | 262.1824 | 266.8779 | 267.6572 | 261.9782 | 259.1019 | 224.0164 | 223.9288 | 223.9288 | 267.6572 | 239.1642 | 271.3735
2020-05-06 07:27 | 0.07 | 198.2494 | 177.0246 | 201.9654 | 166.1802 | 201.978 | 190.4296 | 134.1513 | 201.991 | 179.2788 | 201.9203 | 206.811 | 201.9836 | 216.8737 | 217.8338 | 201.9272 | 199.7676 | 152.1846 | 152.2253 | 152.2253 | 217.8338 | 170.6898 | 222.4647
2020-05-06 07:28 | 0.07 | 118.0768 | 98.6551 | 123.993 | 84.8657 | 123.9736 | 109.6131 | 53.9122 | 123.951 | 101.326 | 124.0492 | 129.9403 | 123.9643 | 148.561 | 149.5806 | 124.0417 | 124.115 | 68.7938 | 68.9229 | 68.9229 | 149.5806 | 87.4034 | 154.5319
2020-05-06 07:29 | 0.06 | 41.7188 | 32.1443 | 47.1867 | 23.9394 | 47.1507 | 35.7793 | 15.3806 | 47.1097 | 33.8597 | 47.2954 | 51.7438 | 47.1338 | 70.4017 | 71.1339 | 47.2803 | 48.567 | 17.3949 | 17.5478 | 17.5478 | 71.1339 | 23.7325 | 74.7248
2020-05-06 07:30 | 0.07 | 1.863 | 1.6 | 2.2817 | 1.5789 | 2.2685 | 1.6078 | 1.5582 | 2.2536 | 1.6466 | 2.3215 | 2.6223 | 2.2623 | 4.7296 | 4.7877 | 2.316 | 3.0108 | 1.4668 | 1.5184 | 1.5184 | 4.7877 | 1.4974 | 5.1015
2020-05-06 07:31 | 0.07 | 0 | 0 | 0 | 0 | 0 | 0 | 0 | 0 | 0 | 0 | 0 | 0 | 0 | 0 | 0 | 0 | 0 | 0 | 0 | 0 | 0 | 0
2020-05-06 07:32 | 0.07 | 0 | 0 | 0 | 0 | 0 | 0 | 0 | 0 | 0 | 0 | 0 | 0 | 0 | 0 | 0 | 0 | 0 | 0 | 0 | 0 | 0 | 0
2020-05-06 07:33 | 0.08 | 0 | 0 | 0 | 0 | 0 | 0 | 0 | 0 | 0 | 0 | 0 | 0 | 0 | 0 | 0 | 0 | 0 | 0 | 0 | 0 | 0 | 0
2020-05-06 07:34 | 0.08 | 0 | 0 | 0 | 0 | 0 | 0 | 0 | 0 | 0 | 0 | 0 | 0 | 0 | 0 | 0 | 0 | 0 | 0 | 0 | 0 | 0 | 0
2020-05-06 07:35 | 0.08 | 0 | 0 | 0 | 0 | 0 | 0 | 0 | 0 | 0 | 0 | 0 | 0 | 0 | 0 | 0 | 0 | 0 | 0 | 0 | 0 | 0 | 0
2020-05-06 07:36 | 0.08 | 0 | 0 | 0 | 0 | 0 | 0 | 0 | 0 | 0 | 0 | 0 | 0 | 0 | 0 | 0 | 0 | 0 | 0 | 0 | 0 | 0 | 0
2020-05-06 07:37 | 0.09 | 0 | 0 | 0 | 0 | 0 | 0 | 0 | 0 | 0 | 0 | 0 | 0 | 0 | 0 | 0 | 0 | 0 | 0 | 0 | 0 | 0 | 0
2020-05-06 07:38 | 0.09 | 0 | 0 | 0 | 0 | 0 | 0 | 0 | 0 | 0 | 0 | 0 | 0 | 0 | 0 | 0 | 0 | 0 | 0 | 0 | 0 | 0 | 0
2020-05-06 07:39 | 0.10 | 0 | 0 | 0 | 0 | 0 | 0 | 0 | 0 | 0 | 0 | 0 | 0 | 0 | 0 | 0 | 0 | 0 | 0 | 0 | 0 | 0 | 0
2020-05-06 07:40 | 0.11 | 0 | 0 | 0 | 0 | 0 | 0 | 0 | 0 | 0 | 0 | 0 | 0 | 0 | 0 | 0 | 0 | 0 | 0 | 0 | 0 | 0 | 0
2020-05-06 07:41 | 0.11 | 1.3551 | 5.2339 | 2.1822 | 5.2311 | 2.1691 | 1.0639 | 7.8189 | 2.1541 | 5.0995 | 2.2221 | 1.9742 | 2.1629 | 2.3452 | 2.2411 | 2.2166 | 2.7598 | 2.1766 | 2.2281 | 2.2281 | 2.2411 | 1.8659 | 1.7771
2020-05-06 07:42 | 0.11 | 36.112 | 72.5121 | 45.8751 | 73.7762 | 45.8389 | 24.5655 | 93.7432 | 45.7977 | 71.2825 | 45.9845 | 43.3979 | 45.8219 | 43.4973 | 42.5187 | 45.9693 | 47.2718 | 48.5309 | 48.6716 | 48.6716 | 42.5187 | 44.8039 | 37.7655
2020-05-06 07:43 | 0.12 | 111.7341 | 154.2199 | 123.0682 | 157.647 | 123.0485 | 94.354 | 180.4155 | 123.0255 | 152.5478 | 123.1256 | 119.2884 | 123.0391 | 112.5958 | 111.3255 | 123.1179 | 123.2166 | 128.8401 | 128.9129 | 128.9129 | 111.3255 | 124.286 | 105.0169
2020-05-06 07:44 | 0.15 | 186.1791 | 218.9762 | 194.4419 | 223.4821 | 194.4505 | 170.753 | 241.6848 | 194.459 | 217.3938 | 194.4094 | 190.7883 | 194.4542 | 178.4069 | 177.3409 | 194.4145 | 192.4341 | 199.8685 | 199.8304 | 199.8304 | 177.3409 | 196.8631 | 172.0111
2020-05-06 07:45 | 0.18 | 245.8114 | 267.1915 | 251.0825 | 271.7432 | 251.1231 | 233.1155 | 283.592 | 251.1672 | 265.904 | 250.9487 | 248.1128 | 251.1416 | 232.835 | 232.0955 | 250.9683 | 248.0129 | 253.518 | 253.363 | 253.363 | 232.0955 | 252.8173 | 228.3588
2020-05-06 07:46 | 0.18 | 287.7304 | 298.3708 | 290.7603 | 302.1004 | 290.8286 | 277.3241 | 306.8814 | 290.9036 | 297.5013 | 290.5385 | 288.7681 | 290.8599 | 273.0587 | 272.6712 | 290.5706 | 288.0066 | 288.1626 | 287.9157 | 287.9157 | 272.6712 | 290.1627 | 270.6481
2020-05-06 07:47 | 0.19 | 314.0542 | 315.2569 | 315.6817 | 317.4145 | 315.7697 | 305.2781 | 314.7981 | 315.8666 | 314.8913 | 315.3975 | 314.8503 | 315.8101 | 300.7843 | 300.7399 | 315.4386 | 313.3278 | 306.3134 | 306.0135 | 306.0135 | 300.7399 | 311.308 | 300.3832
2020-05-06 07:48 | 0.19 | 206.7177 | 205.7861 | 207.6143 | 205.9536 | 207.6336 | 202.7265 | 202.9014 | 207.654 | 205.7865 | 207.548 | 207.578 | 207.6422 | 202.7504 | 202.7844 | 207.5579 | 205.891 | 200.5453 | 200.4927 | 200.4927 | 202.7844 | 203.7209 | 202.9175
2020-05-06 07:49 | 0.19 | 243.5109 | 236.7951 | 244.5985 | 235.0452 | 244.6385 | 238.4879 | 224.9904 | 244.6819 | 237.2536 | 244.4665 | 245.5791 | 244.6566 | 242.1029 | 242.3849 | 244.4858 | 242.2533 | 228.0623 | 227.9585 | 227.9585 | 242.3849 | 234.9967 | 243.6942
2020-05-06 07:50 | 0.19 | 257.0904 | 239.493 | 259.1389 | 233.0162 | 259.185 | 249.908 | 208.4243 | 259.2352 | 240.9817 | 258.9877 | 262.3385 | 259.206 | 263.8615 | 264.6089 | 259.0098 | 256.1203 | 221.957 | 221.8738 | 221.8738 | 264.6089 | 236.6747 | 268.1712
2020-05-06 07:51 | 0.18 | 190.7601 | 169.9566 | 194.6087 | 159.0489 | 194.6173 | 182.8617 | 127.2435 | 194.6258 | 172.208 | 194.5761 | 199.4485 | 194.621 | 209.788 | 210.7359 | 194.5812 | 192.5992 | 144.8029 | 144.8552 | 144.8552 | 210.7359 | 163.2479 | 215.3128
2020-05-06 07:52 | 0.14 | 113.1541 | 96.7761 | 118.3904 | 84.9335 | 118.3693 | 105.5708 | 58.3006 | 118.3449 | 99.0613 | 118.4519 | 123.4801 | 118.3593 | 139.3788 | 140.2464 | 118.4436 | 118.6386 | 70.5961 | 70.7245 | 70.7245 | 140.2464 | 86.7072 | 144.4672
2020-05-06 07:53 | 0.18 | 44.2542 | 36.1012 | 48.8137 | 28.6966 | 48.7778 | 39.0535 | 20.16 | 48.7369 | 37.5734 | 48.922 | 52.5246 | 48.761 | 67.2725 | 67.8534 | 48.907 | 50.1852 | 21.9925 | 22.1445 | 22.1445 | 67.8534 | 28.3058 | 70.7111
2020-05-06 07:54 | 0.19 | 3.2524 | 3.0405 | 3.5856 | 3.0129 | 3.5725 | 3.0133 | 2.9752 | 3.5576 | 3.0819 | 3.6253 | 3.8326 | 3.5664 | 5.3003 | 5.3394 | 3.6198 | 4.2761 | 2.8622 | 2.9136 | 2.9136 | 5.3394 | 2.9125 | 5.5502
2020-05-06 07:55 | 0.18 | 0 | 0 | 0 | 0 | 0 | 0 | 0 | 0 | 0 | 0 | 0 | 0 | 0 | 0 | 0 | 0 | 0 | 0 | 0 | 0 | 0 | 0
2020-05-06 07:56 | 0.16 | 0 | 0 | 0 | 0 | 0 | 0 | 0 | 0 | 0 | 0 | 0 | 0 | 0 | 0 | 0 | 0 | 0 | 0 | 0 | 0 | 0 | 0
2020-05-06 07:57 | 0.15 | 0 | 0 | 0 | 0 | 0 | 0 | 0 | 0 | 0 | 0 | 0 | 0 | 0 | 0 | 0 | 0 | 0 | 0 | 0 | 0 | 0 | 0
2020-05-06 07:58 | 0.16 | 0 | 0 | 0 | 0 | 0 | 0 | 0 | 0 | 0 | 0 | 0 | 0 | 0 | 0 | 0 | 0 | 0 | 0 | 0 | 0 | 0 | 0
2020-05-06 07:59 | 0.18 | 0 | 0 | 0 | 0 | 0 | 0 | 0 | 0 | 0 | 0 | 0 | 0 | 0 | 0 | 0 | 0 | 0 | 0 | 0 | 0 | 0 | 0
2020-05-06 08:00 | 0.18 | 0 | 0 | 0 | 0 | 0 | 0 | 0 | 0 | 0 | 0 | 0 | 0 | 0 | 0 | 0 | 0 | 0 | 0 | 0 | 0 | 0 | 0
2020-05-06 08:01 | 0.18 | 0 | 0 | 0 | 0 | 0 | 0 | 0 | 0 | 0 | 0 | 0 | 0 | 0 | 0 | 0 | 0 | 0 | 0 | 0 | 0 | 0 | 0
2020-05-06 08:02 | 0.18 | 0 | 0 | 0 | 0 | 0 | 0 | 0 | 0 | 0 | 0 | 0 | 0 | 0 | 0 | 0 | 0 | 0 | 0 | 0 | 0 | 0 | 0
2020-05-06 08:03 | 0.18 | 0 | 0 | 0 | 0 | 0 | 0 | 0 | 0 | 0 | 0 | 0 | 0 | 0 | 0 | 0 | 0 | 0 | 0 | 0 | 0 | 0 | 0
2020-05-06 08:04 | 0.19 | 0 | 0 | 0 | 0 | 0 | 0 | 0 | 0 | 0 | 0 | 0 | 0 | 0 | 0 | 0 | 0 | 0 | 0 | 0 | 0 | 0 | 0
2020-05-06 08:05 | 0.20 | 1.0574 | 3.2706 | 1.5232 | 3.26 | 1.51 | 0.90606 | 4.7445 | 1.4951 | 3.1941 | 1.5631 | 1.395 | 1.5038 | 1.6174 | 1.5516 | 1.5576 | 2.0725 | 1.4523 | 1.5039 | 1.5039 | 1.5516 | 1.2939 | 1.2654
2020-05-06 08:06 | 0.20 | 35.859 | 70.9876 | 45.3767 | 72.1197 | 45.3404 | 24.5515 | 91.2132 | 45.2991 | 69.8167 | 45.4864 | 43.0111 | 45.3234 | 43.2482 | 42.3041 | 45.4712 | 46.7813 | 47.6014 | 47.7427 | 47.7427 | 42.3041 | 44.1051 | 37.716
2020-05-06 08:07 | 0.21 | 110.7429 | 153.4736 | 122.2566 | 156.7646 | 122.2366 | 93.1652 | 179.4636 | 122.2133 | 151.817 | 122.3147 | 118.5153 | 122.227 | 112.1415 | 110.8711 | 122.3069 | 122.4239 | 127.5992 | 127.6735 | 127.6735 | 110.8711 | 123.1384 | 104.5596
2020-05-06 08:08 | 0.21 | 184.9746 | 217.8287 | 193.3754 | 222.1621 | 193.3835 | 169.4248 | 240.1729 | 193.3914 | 216.2726 | 193.3446 | 189.7832 | 193.3869 | 177.8099 | 176.7496 | 193.3495 | 191.4089 | 198.3226 | 198.2875 | 198.2875 | 176.7496 | 195.4324 | 171.4464
2020-05-06 08:09 | 0.22 | 243.3779 | 264.7833 | 248.7674 | 269.1587 | 248.8065 | 230.6158 | 280.8374 | 248.8489 | 263.5227 | 248.6383 | 245.8633 | 248.8243 | 231.043 | 230.3107 | 248.6572 | 245.6918 | 250.7392 | 250.591 | 250.591 | 230.3107 | 250.1467 | 226.6096
2020-05-06 08:10 | 0.22 | 284.4205 | 295.381 | 287.6242 | 299.0008 | 287.6902 | 273.8254 | 303.8073 | 287.7624 | 294.5199 | 287.4101 | 285.6524 | 287.7203 | 270.2275 | 269.8353 | 287.4411 | 284.8263 | 284.6709 | 284.4341 | 284.4341 | 269.8353 | 286.7388 | 267.7909
2020-05-06 08:11 | 0.22 | 308.0014 | 309.457 | 309.778 | 311.4774 | 309.8612 | 299.1252 | 308.865 | 309.9527 | 309.1056 | 309.509 | 308.976 | 309.8994 | 295.3191 | 295.2701 | 309.5479 | 307.3175 | 300.0877 | 299.8064 | 299.8064 | 295.2701 | 305.1256 | 294.8973
2020-05-06 08:12 | 0.22 | 332.7402 | 326.1399 | 333.9903 | 325.928 | 334.0941 | 324.4952 | 315.4886 | 334.2084 | 326.3589 | 333.6562 | 334.4895 | 334.1417 | 323.8095 | 324.0905 | 333.7044 | 332.0461 | 315.4757 | 315.147 | 315.147 | 324.0905 | 324.015 | 325.3025
2020-05-06 08:13 | 0.22 | 290.6772 | 278.6742 | 291.9509 | 275.8072 | 292.0204 | 283.5587 | 259.3261 | 292.0965 | 279.4533 | 291.7256 | 293.6392 | 292.0521 | 288.6147 | 289.1083 | 291.7583 | 289.2308 | 266.1408 | 265.953 | 265.953 | 289.1083 | 277.0493 | 291.4089
2020-05-06 08:14 | 0.24 | 256.1868 | 238.7868 | 258.394 | 232.1867 | 258.4396 | 248.7992 | 207.5109 | 258.4894 | 240.2886 | 258.244 | 261.6273 | 258.4604 | 263.3622 | 264.1098 | 258.2659 | 255.4157 | 220.7174 | 220.637 | 220.637 | 264.1098 | 235.5735 | 267.6728
2020-05-06 08:15 | 0.25 | 190.2538 | 175.8405 | 193.3771 | 168.0736 | 193.386 | 183.6487 | 145.2974 | 193.3948 | 177.4331 | 193.3438 | 196.8261 | 193.3898 | 203.5677 | 204.2438 | 193.3491 | 191.5631 | 156.4999 | 156.5347 | 156.5347 | 204.2438 | 170.1419 | 207.5036
2020-05-06 08:16 | 0.26 | 100.0625 | 94.4994 | 102.1628 | 90.475 | 102.1379 | 96.4193 | 80.7129 | 102.1092 | 95.2758 | 102.2363 | 103.8499 | 102.1261 | 108.3033 | 108.5825 | 102.2262 | 102.6995 | 83.9446 | 84.0626 | 84.0626 | 108.5825 | 90.2182 | 109.9699
2020-05-06 08:17 | 0.27 | 50.0744 | 43.4315 | 54.1912 | 37.1849 | 54.1559 | 45.3208 | 30.251 | 54.1157 | 44.6868 | 54.2977 | 57.395 | 54.1393 | 70.2902 | 70.788 | 54.283 | 55.5192 | 31.3737 | 31.523 | 31.523 | 70.788 | 36.521 | 73.2441
2020-05-06 08:18 | 0.30 | 4.775 | 4.4479 | 5.2168 | 4.3866 | 5.1972 | 4.401 | 4.3308 | 5.1749 | 4.5199 | 5.2764 | 5.5183 | 5.188 | 7.2562 | 7.2974 | 5.2681 | 6.0325 | 4.1621 | 4.2393 | 4.2393 | 7.2974 | 4.2367 | 7.5284
2020-05-06 08:19 | 0.32 | 0 | 0 | 0 | 0 | 0 | 0 | 0 | 0 | 0 | 0 | 0 | 0 | 0 | 0 | 0 | 0 | 0 | 0 | 0 | 0 | 0 | 0
2020-05-06 08:20 | 0.33 | 0 | 0 | 0 | 0 | 0 | 0 | 0 | 0 | 0 | 0 | 0 | 0 | 0 | 0 | 0 | 0 | 0 | 0 | 0 | 0 | 0 | 0
2020-05-06 08:21 | 0.37 | 0 | 0 | 0 | 0 | 0 | 0 | 0 | 0 | 0 | 0 | 0 | 0 | 0 | 0 | 0 | 0 | 0 | 0 | 0 | 0 | 0 | 0
2020-05-06 08:22 | 0.41 | 0 | 0 | 0 | 0 | 0 | 0 | 0 | 0 | 0 | 0 | 0 | 0 | 0 | 0 | 0 | 0 | 0 | 0 | 0 | 0 | 0 | 0
2020-05-06 08:23 | 0.44 | 0 | 0 | 0 | 0 | 0 | 0 | 0 | 0 | 0 | 0 | 0 | 0 | 0 | 0 | 0 | 0 | 0 | 0 | 0 | 0 | 0 | 0
2020-05-06 08:24 | 0.48 | 0 | 0 | 0 | 0 | 0 | 0 | 0 | 0 | 0 | 0 | 0 | 0 | 0 | 0 | 0 | 0 | 0 | 0 | 0 | 0 | 0 | 0
2020-05-06 08:25 | 0.50 | 0 | 0 | 0 | 0 | 0 | 0 | 0 | 0 | 0 | 0 | 0 | 0 | 0 | 0 | 0 | 0 | 0 | 0 | 0 | 0 | 0 | 0
2020-05-06 08:26 | 0.51 | 0 | 0 | 0 | 0 | 0 | 0 | 0 | 0 | 0 | 0 | 0 | 0 | 0 | 0 | 0 | 0 | 0 | 0 | 0 | 0 | 0 | 0
2020-05-06 08:27 | 0.50 | 0 | 0 | 0 | 0 | 0 | 0 | 0 | 0 | 0 | 0 | 0 | 0 | 0 | 0 | 0 | 0 | 0 | 0 | 0 | 0 | 0 | 0
2020-05-06 08:28 | 0.50 | 0 | 0 | 0 | 0 | 0 | 0 | 0 | 0 | 0 | 0 | 0 | 0 | 0 | 0 | 0 | 0 | 0 | 0 | 0 | 0 | 0 | 0
2020-05-06 08:29 | 0.51 | 1.2507 | 5.1761 | 2.0989 | 5.1497 | 2.0858 | 0.95952 | 7.7333 | 2.0708 | 5.0436 | 2.1388 | 1.8941 | 2.0796 | 2.3075 | 2.2019 | 2.1333 | 2.6471 | 2.0393 | 2.0908 | 2.0908 | 2.2019 | 1.7432 | 1.7292
2020-05-06 08:30 | 0.50 | 35.8158 | 74.7129 | 46.3937 | 75.8292 | 46.3576 | 23.4526 | 96.8739 | 46.3164 | 73.4354 | 46.5029 | 43.8359 | 46.3406 | 44.4358 | 43.4002 | 46.4878 | 47.7855 | 48.5873 | 48.728 | 48.728 | 43.4002 | 44.7825 | 38.3622
2020-05-06 08:31 | 0.48 | 114.0227 | 159.5783 | 126.4186 | 162.915 | 126.3999 | 95.1946 | 186.8658 | 126.3781 | 157.8416 | 126.4726 | 122.4985 | 126.391 | 116.1253 | 114.7801 | 126.4653 | 126.4855 | 131.7193 | 131.7883 | 131.7883 | 114.7801 | 127.0529 | 108.0886
2020-05-06 08:32 | 0.46 | 188.3615 | 222.8638 | 197.2903 | 227.2366 | 197.3003 | 171.9886 | 245.9557 | 197.3104 | 221.2587 | 197.2535 | 193.5888 | 197.3046 | 181.4909 | 180.3865 | 197.2592 | 195.1895 | 202.1225 | 202.0801 | 202.0801 | 180.3865 | 199.1599 | 174.8569
2020-05-06 08:33 | 0.47 | 248.6193 | 271.594 | 254.4884 | 276.0984 | 254.5312 | 234.9997 | 288.5225 | 254.5777 | 270.2707 | 254.3475 | 251.4544 | 254.5506 | 236.1906 | 235.417 | 254.3681 | 251.4312 | 256.3127 | 256.1507 | 256.1507 | 235.417 | 255.7097 | 231.5037
2020-05-06 08:34 | 0.46 | 285.2747 | 296.8377 | 288.729 | 300.43 | 288.7957 | 274.2664 | 305.4026 | 288.8689 | 295.9643 | 288.5124 | 286.736 | 288.8263 | 271.2838 | 270.8794 | 288.5439 | 285.9395 | 285.3975 | 285.1588 | 285.1588 | 270.8794 | 287.5601 | 268.7722
2020-05-06 08:35 | 0.48 | 313.0377 | 314.9092 | 315.0444 | 316.9006 | 315.1319 | 303.6898 | 314.2808 | 315.2282 | 314.5509 | 314.7618 | 314.2359 | 315.172 | 300.3926 | 300.339 | 314.8027 | 312.6793 | 304.7783 | 304.4829 | 304.4829 | 300.339 | 310.0176 | 299.9351
2020-05-06 08:36 | 0.49 | 341.6031 | 334.9776 | 343.0686 | 334.6401 | 343.1806 | 332.8175 | 323.7329 | 343.3041 | 335.2167 | 342.7086 | 343.6268 | 343.232 | 332.7362 | 333.0321 | 342.7605 | 341.362 | 323.3881 | 323.0339 | 323.0339 | 333.0321 | 332.3828 | 334.3022
2020-05-06 08:37 | 0.51 | 289.7516 | 276.4768 | 291.2161 | 273.0796 | 291.2848 | 282.0741 | 254.7289 | 291.3601 | 277.373 | 290.9933 | 293.1497 | 291.3162 | 288.37 | 288.9159 | 291.0256 | 288.4669 | 262.4816 | 262.3038 | 262.3038 | 288.9159 | 274.5256 | 291.4735
2020-05-06 08:38 | 0.58 | 249.3547 | 230.9869 | 251.8079 | 223.7489 | 251.8489 | 241.5851 | 197.4251 | 251.8936 | 232.6131 | 251.6725 | 255.3008 | 251.8676 | 257.8339 | 258.6249 | 251.6923 | 248.742 | 211.4715 | 211.4106 | 211.4106 | 258.6249 | 227.2791 | 262.4057
2020-05-06 08:39 | 0.60 | 187.8015 | 167.408 | 192.0126 | 156.1822 | 192.0201 | 179.4798 | 124.1726 | 192.0274 | 169.6959 | 191.9834 | 196.9484 | 192.0233 | 207.8985 | 208.8499 | 191.9881 | 190.0895 | 141.0606 | 141.1175 | 141.1175 | 208.8499 | 159.8068 | 213.4431
2020-05-06 08:40 | 0.60 | 118.3104 | 98.8551 | 125.0283 | 84.0207 | 125.0091 | 108.8908 | 51.4949 | 124.9868 | 101.6869 | 125.0837 | 131.3511 | 125 | 151.6718 | 152.7348 | 125.0763 | 125.1309 | 66.0648 | 66.1959 | 66.1959 | 152.7348 | 85.7865 | 157.8896
2020-05-06 08:41 | 0.61 | 43.1896 | 32.3291 | 50.2619 | 22.1883 | 50.2262 | 35.6731 | 12.2555 | 50.1855 | 34.439 | 50.3696 | 55.9114 | 50.2094 | 79.5461 | 80.4422 | 50.3547 | 51.621 | 14.4159 | 14.5694 | 14.5694 | 80.4422 | 21.5771 | 84.8172
2020-05-06 08:42 | 0.62 | 2.8931 | 2.3622 | 3.9094 | 2.2679 | 3.8897 | 2.3551 | 2.2427 | 3.8673 | 2.4632 | 3.9691 | 4.7846 | 3.8804 | 10.0568 | 10.2199 | 3.9608 | 4.7295 | 2.1132 | 2.1906 | 2.1906 | 10.2199 | 2.1523 | 11.0422
2020-05-06 08:43 | 0.65 | 0 | 0 | 0 | 0 | 0 | 0 | 0 | 0 | 0 | 0 | 0 | 0 | 0 | 0 | 0 | 0 | 0 | 0 | 0 | 0 | 0 | 0
2020-05-06 08:44 | 0.65 | 0 | 0 | 0 | 0 | 0 | 0 | 0 | 0 | 0 | 0 | 0 | 0 | 0 | 0 | 0 | 0 | 0 | 0 | 0 | 0 | 0 | 0
2020-05-06 08:45 | 0.63 | 0 | 0 | 0 | 0 | 0 | 0 | 0 | 0 | 0 | 0 | 0 | 0 | 0 | 0 | 0 | 0 | 0 | 0 | 0 | 0 | 0 | 0
2020-05-06 08:46 | 0.61 | 0 | 0 | 0 | 0 | 0 | 0 | 0 | 0 | 0 | 0 | 0 | 0 | 0 | 0 | 0 | 0 | 0 | 0 | 0 | 0 | 0 | 0
2020-05-06 08:47 | 0.57 | 0 | 0 | 0 | 0 | 0 | 0 | 0 | 0 | 0 | 0 | 0 | 0 | 0 | 0 | 0 | 0 | 0 | 0 | 0 | 0 | 0 | 0
2020-05-06 08:48 | 0.58 | 0 | 0 | 0 | 0 | 0 | 0 | 0 | 0 | 0 | 0 | 0 | 0 | 0 | 0 | 0 | 0 | 0 | 0 | 0 | 0 | 0 | 0
2020-05-06 08:49 | 0.52 | 0 | 0 | 0 | 0 | 0 | 0 | 0 | 0 | 0 | 0 | 0 | 0 | 0 | 0 | 0 | 0 | 0 | 0 | 0 | 0 | 0 | 0
2020-05-06 08:50 | 0.47 | 0 | 0 | 0 | 0 | 0 | 0 | 0 | 0 | 0 | 0 | 0 | 0 | 0 | 0 | 0 | 0 | 0 | 0 | 0 | 0 | 0 | 0
2020-05-06 08:51 | 0.43 | 0 | 0 | 0 | 0 | 0 | 0 | 0 | 0 | 0 | 0 | 0 | 0 | 0 | 0 | 0 | 0 | 0 | 0 | 0 | 0 | 0 | 0
2020-05-06 08:52 | 0.41 | 0 | 0 | 0 | 0 | 0 | 0 | 0 | 0 | 0 | 0 | 0 | 0 | 0 | 0 | 0 | 0 | 0 | 0 | 0 | 0 | 0 | 0
2020-05-06 08:53 | 0.40 | 1.1258 | 3.839 | 1.7471 | 3.8207 | 1.734 | 0.86722 | 5.5357 | 1.719 | 3.7503 | 1.787 | 1.5943 | 1.7278 | 1.8807 | 1.8027 | 1.7815 | 2.2957 | 1.6613 | 1.7128 | 1.7128 | 1.8027 | 1.4633 | 1.4553
2020-05-06 08:54 | 0.52 | 37.6276 | 79.2033 | 49.0296 | 80.2687 | 48.9938 | 24.3551 | 102.5424 | 48.953 | 77.8596 | 49.1376 | 46.3447 | 48.977 | 47.2391 | 46.1385 | 49.1226 | 50.3946 | 51.0138 | 51.1531 | 51.1531 | 46.1385 | 47.0482 | 40.7754
2020-05-06 08:55 | 0.52 | 114.6499 | 160.3322 | 127.2032 | 163.5202 | 127.1847 | 95.6486 | 187.3397 | 127.1632 | 158.6154 | 127.2564 | 123.3367 | 127.1759 | 117.2859 | 115.9458 | 127.2493 | 127.2533 | 131.9802 | 132.049 | 132.049 | 115.9458 | 127.4504 | 109.2769
2020-05-06 08:56 | 0.55 | 189.3455 | 224.1349 | 198.4702 | 228.3777 | 198.4808 | 172.7283 | 247.0479 | 198.4916 | 222.5428 | 198.4314 | 194.8052 | 198.4854 | 182.9927 | 181.8885 | 198.4374 | 196.3369 | 202.8362 | 202.7924 | 202.7924 | 181.8885 | 199.9831 | 176.356
2020-05-06 08:57 | 0.54 | 249.3472 | 272.3859 | 255.3518 | 276.7116 | 255.3951 | 235.6116 | 288.9505 | 255.4423 | 271.0895 | 255.2092 | 252.3811 | 255.4148 | 237.5304 | 236.7626 | 255.23 | 252.2968 | 256.725 | 256.562 | 256.562 | 236.7626 | 256.2271 | 232.8739
2020-05-06 08:58 | 0.56 | 287.543 | 299.2068 | 291.1207 | 302.6285 | 291.1893 | 276.4586 | 307.4914 | 291.2645 | 298.3574 | 290.8983 | 289.1898 | 291.2206 | 274.1634 | 273.765 | 290.9305 | 288.366 | 287.4405 | 287.1959 | 287.1959 | 273.765 | 289.6703 | 271.681
2020-05-06 08:59 | 0.57 | 312.4515 | 314.5549 | 314.5856 | 316.4204 | 314.6728 | 303.0232 | 313.824 | 314.7686 | 314.2096 | 314.3044 | 313.8126 | 314.7127 | 300.3343 | 300.28 | 314.345 | 312.2105 | 304.0882 | 303.7951 | 303.7951 | 300.28 | 309.3535 | 299.8713
2020-05-06 09:00 | 0.75 | 337.4184 | 331.1685 | 339.0069 | 330.7219 | 339.1152 | 328.6349 | 319.982 | 339.2344 | 331.414 | 338.6588 | 339.5798 | 339.1648 | 329.1635 | 329.4513 | 338.709 | 337.1848 | 319.3084 | 318.9678 | 318.9678 | 329.4513 | 328.2364 | 330.6858
2020-05-06 09:01 | 0.84 | 290.6671 | 277.6672 | 292.2846 | 274.1471 | 292.354 | 282.8385 | 255.7383 | 292.4302 | 278.5746 | 292.0592 | 294.2455 | 292.3858 | 289.7542 | 290.2989 | 292.0919 | 289.5478 | 263.1817 | 263.0022 | 263.0022 | 290.2989 | 275.3287 | 292.8465
2020-05-06 09:02 | 0.83 | 251.6606 | 233.4453 | 254.2961 | 226.0261 | 254.3388 | 243.6472 | 199.4185 | 254.3852 | 235.0946 | 254.1556 | 257.8396 | 254.3582 | 260.6304 | 261.4252 | 254.1761 | 251.2394 | 213.2313 | 213.1668 | 213.1668 | 261.4252 | 229.2875 | 265.2186
2020-05-06 09:03 | 0.78 | 196.695 | 175.2472 | 201.3622 | 163.0769 | 201.3743 | 187.6658 | 128.7224 | 201.3866 | 177.7074 | 201.3189 | 206.6645 | 201.3795 | 218.6791 | 219.6926 | 201.3255 | 199.1286 | 146.5052 | 146.5548 | 146.5548 | 219.6926 | 166.6723 | 224.5744
2020-05-06 09:04 | 0.82 | 120.105 | 100.0881 | 127.2293 | 84.4902 | 127.2109 | 110.156 | 50.357 | 127.1896 | 103.0504 | 127.282 | 133.8236 | 127.2022 | 155.1141 | 156.2143 | 127.2749 | 127.2667 | 65.3946 | 65.526 | 65.526 | 156.2143 | 86.1 | 161.543
2020-05-06 09:05 | 0.84 | 50.0661 | 38.1532 | 58.1186 | 26.5382 | 58.084 | 41.4625 | 15.1697 | 58.0445 | 40.54 | 58.2229 | 64.4354 | 58.0677 | 90.7834 | 91.7745 | 58.2085 | 59.3957 | 17.5593 | 17.7122 | 17.7122 | 91.7745 | 25.6716 | 96.6
2020-05-06 09:06 | 0.81 | 5.2312 | 4.4534 | 6.7223 | 4.2726 | 6.7027 | 4.3967 | 4.228 | 6.6804 | 4.6079 | 6.7817 | 7.9701 | 6.6935 | 15.1515 | 15.3769 | 6.7735 | 7.646 | 4.0738 | 4.151 | 4.151 | 15.3769 | 4.1354 | 16.4988
2020-05-06 09:07 | 0.84 | 0 | 0 | 0 | 0 | 0 | 0 | 0 | 0 | 0 | 0 | 0 | 0 | 0 | 0 | 0 | 0 | 0 | 0 | 0 | 0 | 0 | 0
2020-05-06 09:08 | 0.89 | 0 | 0 | 0 | 0 | 0 | 0 | 0 | 0 | 0 | 0 | 0 | 0 | 0 | 0 | 0 | 0 | 0 | 0 | 0 | 0 | 0 | 0
2020-05-06 09:09 | 0.92 | 0 | 0 | 0 | 0 | 0 | 0 | 0 | 0 | 0 | 0 | 0 | 0 | 0 | 0 | 0 | 0 | 0 | 0 | 0 | 0 | 0 | 0
2020-05-06 09:10 | 0.94 | 0 | 0 | 0 | 0 | 0 | 0 | 0 | 0 | 0 | 0 | 0 | 0 | 0 | 0 | 0 | 0 | 0 | 0 | 0 | 0 | 0 | 0
2020-05-06 09:11 | 0.99 | 0 | 0 | 0 | 0 | 0 | 0 | 0 | 0 | 0 | 0 | 0 | 0 | 0 | 0 | 0 | 0 | 0 | 0 | 0 | 0 | 0 | 0
2020-05-06 09:12 | 1.04 | 0 | 0 | 0 | 0 | 0 | 0 | 0 | 0 | 0 | 0 | 0 | 0 | 0 | 0 | 0 | 0 | 0 | 0 | 0 | 0 | 0 | 0
2020-05-06 09:13 | 1.07 | 0 | 0 | 0 | 0 | 0 | 0 | 0 | 0 | 0 | 0 | 0 | 0 | 0 | 0 | 0 | 0 | 0 | 0 | 0 | 0 | 0 | 0
2020-05-06 09:14 | 1.08 | 0 | 0 | 0 | 0 | 0 | 0 | 0 | 0 | 0 | 0 | 0 | 0 | 0 | 0 | 0 | 0 | 0 | 0 | 0 | 0 | 0 | 0
2020-05-06 09:15 | 1.12 | 0 | 0 | 0 | 0 | 0 | 0 | 0 | 0 | 0 | 0 | 0 | 0 | 0 | 0 | 0 | 0 | 0 | 0 | 0 | 0 | 0 | 0
2020-05-06 09:16 | 1.14 | 0 | 0 | 0 | 0 | 0 | 0 | 0 | 0 | 0 | 0 | 0 | 0 | 0 | 0 | 0 | 0 | 0 | 0 | 0 | 0 | 0 | 0
2020-05-06 09:17 | 1.18 | 1.0232 | 6.2132 | 2.1394 | 6.1459 | 2.1263 | 0.67882 | 9.5526 | 2.1113 | 6.0417 | 2.1793 | 1.8865 | 2.1201 | 2.4907 | 2.3555 | 2.1738 | 2.6875 | 2.0333 | 2.0849 | 2.0849 | 2.3555 | 1.6571 | 1.7448
2020-05-06 09:18 | 1.21 | 37.2635 | 82.0909 | 49.6017 | 83.1089 | 49.566 | 23.0729 | 107.0452 | 49.5254 | 80.6599 | 49.7094 | 46.7643 | 49.5493 | 48.0389 | 46.8608 | 49.6945 | 50.9591 | 51.4421 | 51.5812 | 51.5812 | 46.8608 | 47.2457 | 41.117
2020-05-06 09:19 | 1.24 | 115.1849 | 162.3187 | 128.2419 | 165.4499 | 128.2238 | 95.5265 | 189.8652 | 128.2026 | 160.572 | 128.2941 | 124.3198 | 128.2151 | 118.477 | 117.1042 | 128.2871 | 128.2666 | 132.7343 | 132.8022 | 132.8022 | 117.1042 | 128.1684 | 110.2694
2020-05-06 09:20 | 1.29 | 189.0966 | 224.2612 | 198.4244 | 228.3848 | 198.4349 | 172.2545 | 247.1088 | 198.4456 | 222.6774 | 198.3858 | 194.7893 | 198.4395 | 183.2894 | 182.1833 | 198.3918 | 196.2795 | 202.3849 | 202.3422 | 202.3422 | 182.1833 | 199.6105 | 176.6402
2020-05-06 09:21 | 1.31 | 249.1488 | 272.0063 | 255.2198 | 276.129 | 255.2632 | 235.4353 | 288.0767 | 255.3104 | 270.7467 | 255.0771 | 252.3392 | 255.283 | 238.005 | 237.252 | 255.0979 | 252.1765 | 256.1099 | 255.948 | 255.948 | 237.252 | 255.7372 | 233.4343
2020-05-06 09:22 | 1.33 | 289.8567 | 301.8392 | 293.6174 | 305.1581 | 293.6879 | 278.5357 | 310.0238 | 293.7652 | 300.9972 | 293.3889 | 291.7125 | 293.7201 | 276.8981 | 276.4989 | 293.422 | 290.8974 | 289.5447 | 289.2941 | 289.2941 | 276.4989 | 291.8686 | 274.4061
2020-05-06 09:23 | 1.38 | 323.2076 | 325.6253 | 325.556 | 327.4013 | 325.6526 | 313.4013 | 324.7297 | 325.7589 | 325.2854 | 325.245 | 324.8176 | 325.6969 | 311.3588 | 311.311 | 325.2899 | 323.4226 | 314.4864 | 314.1609 | 314.1609 | 311.311 | 319.943 | 310.9158
2020-05-06 09:24 | 1.43 | 314.4876 | 309.4466 | 316.1148 | 308.9527 | 316.208 | 306.4479 | 299.5805 | 316.3105 | 309.6652 | 315.8145 | 316.6265 | 316.2507 | 307.6409 | 307.885 | 315.8579 | 314.3604 | 298.3388 | 298.0473 | 298.0473 | 307.885 | 306.2843 | 308.9271
2020-05-06 09:25 | 1.46 | 296.5268 | 285.5155 | 298.2584 | 282.3864 | 298.3337 | 288.9146 | 266.0952 | 298.4164 | 286.3067 | 298.0147 | 300.0013 | 298.3682 | 295.6289 | 296.1158 | 298.05 | 295.7144 | 271.706 | 271.501 | 271.501 | 296.1158 | 282.7501 | 298.368
2020-05-06 09:26 | 1.50 | 215.709 | 204.4051 | 217.7523 | 199.6647 | 217.7781 | 209.6068 | 182.4385 | 217.8057 | 205.4493 | 217.6655 | 219.9989 | 217.7897 | 221.0399 | 221.5411 | 217.6784 | 215.764 | 190.0443 | 190.013 | 190.013 | 221.5411 | 200.8522 | 223.9339
2020-05-06 09:27 | 1.53 | 108.4075 | 102.941 | 109.8762 | 99.9316 | 109.8537 | 105.0908 | 90.8174 | 109.8276 | 103.5549 | 109.9423 | 111.1572 | 109.843 | 113.1969 | 113.4304 | 109.9333 | 110.234 | 94.2133 | 94.3214 | 94.3214 | 113.4304 | 99.9891 | 114.599
2020-05-06 09:28 | 1.57 | 88.9964 | 77.926 | 93.5474 | 68.7189 | 93.5197 | 82.6414 | 49.3366 | 93.4878 | 79.6591 | 93.6301 | 97.4271 | 93.5066 | 110.2648 | 110.8909 | 93.6188 | 94.3039 | 56.7592 | 56.8972 | 56.8972 | 110.8909 | 68.8361 | 113.9521
2020-05-06 09:29 | 1.60 | 42.7225 | 33.7513 | 49.1287 | 24.7878 | 49.0928 | 35.8812 | 16.3346 | 49.0519 | 35.5993 | 49.2371 | 54.0472 | 49.076 | 74.8291 | 75.5939 | 49.2221 | 50.5021 | 17.8971 | 18.0499 | 18.0499 | 75.5939 | 23.9001 | 79.3327
2020-05-06 09:30 | 1.65 | 2.9266 | 2.8814 | 3.0748 | 2.8756 | 3.0551 | 2.8434 | 2.8326 | 3.0327 | 2.8862 | 3.1347 | 3.1793 | 3.0458 | 4.087 | 4.0972 | 3.1263 | 3.9526 | 2.6803 | 2.7576 | 2.7576 | 4.0972 | 2.74 | 4.1784
2020-05-06 09:31 | 1.67 | 0 | 0 | 0 | 0 | 0 | 0 | 0 | 0 | 0 | 0 | 0 | 0 | 0 | 0 | 0 | 0 | 0 | 0 | 0 | 0 | 0 | 0
2020-05-06 09:32 | 1.71 | 0 | 0 | 0 | 0 | 0 | 0 | 0 | 0 | 0 | 0 | 0 | 0 | 0 | 0 | 0 | 0 | 0 | 0 | 0 | 0 | 0 | 0
2020-05-06 09:33 | 1.77 | 0 | 0 | 0 | 0 | 0 | 0 | 0 | 0 | 0 | 0 | 0 | 0 | 0 | 0 | 0 | 0 | 0 | 0 | 0 | 0 | 0 | 0
2020-05-06 09:34 | 1.79 | 0 | 0 | 0 | 0 | 0 | 0 | 0 | 0 | 0 | 0 | 0 | 0 | 0 | 0 | 0 | 0 | 0 | 0 | 0 | 0 | 0 | 0
2020-05-06 09:35 | 1.84 | 0 | 0 | 0 | 0 | 0 | 0 | 0 | 0 | 0 | 0 | 0 | 0 | 0 | 0 | 0 | 0 | 0 | 0 | 0 | 0 | 0 | 0
2020-05-06 09:36 | 1.88 | 0 | 0 | 0 | 0 | 0 | 0 | 0 | 0 | 0 | 0 | 0 | 0 | 0 | 0 | 0 | 0 | 0 | 0 | 0 | 0 | 0 | 0
2020-05-06 09:37 | 1.92 | 0 | 0 | 0 | 0 | 0 | 0 | 0 | 0 | 0 | 0 | 0 | 0 | 0 | 0 | 0 | 0 | 0 | 0 | 0 | 0 | 0 | 0
2020-05-06 09:38 | 1.94 | 0 | 0 | 0 | 0 | 0 | 0 | 0 | 0 | 0 | 0 | 0 | 0 | 0 | 0 | 0 | 0 | 0 | 0 | 0 | 0 | 0 | 0
2020-05-06 09:39 | 1.95 | 0 | 0 | 0 | 0 | 0 | 0 | 0 | 0 | 0 | 0 | 0 | 0 | 0 | 0 | 0 | 0 | 0 | 0 | 0 | 0 | 0 | 0
2020-05-06 09:40 | 1.82 | 0 | 0 | 0 | 0 | 0 | 0 | 0 | 0 | 0 | 0 | 0 | 0 | 0 | 0 | 0 | 0 | 0 | 0 | 0 | 0 | 0 | 0
2020-05-06 09:41 | 1.77 | 1.2326 | 6.8434 | 2.4556 | 6.7552 | 2.4425 | 0.85459 | 10.5606 | 2.4275 | 6.6612 | 2.4955 | 2.1874 | 2.4363 | 2.8647 | 2.7194 | 2.4899 | 3.0864 | 2.3071 | 2.3586 | 2.3586 | 2.7194 | 1.9117 | 2.0595
2020-05-06 09:42 | 1.76 | 36.9667 | 80.1551 | 48.9382 | 81.0263 | 48.9024 | 23.2149 | 103.9427 | 48.8617 | 78.7934 | 49.0463 | 46.2403 | 48.8856 | 47.6673 | 46.5342 | 49.0313 | 50.3037 | 50.3272 | 50.4669 | 50.4669 | 46.5342 | 46.3975 | 41.0086
2020-05-06 09:43 | 1.72 | 113.9046 | 160.7971 | 126.9998 | 163.7677 | 126.9812 | 94.2623 | 187.8966 | 126.9596 | 159.0819 | 127.0532 | 123.1559 | 126.9723 | 117.6772 | 116.3188 | 127.046 | 127.0552 | 131.0068 | 131.0769 | 131.0769 | 116.3188 | 126.5873 | 109.5554
2020-05-06 09:44 | 1.68 | 188.8745 | 224.5207 | 198.4297 | 228.5463 | 198.4402 | 171.7544 | 247.3803 | 198.4509 | 222.939 | 198.3909 | 194.8093 | 198.4448 | 183.5624 | 182.4504 | 198.3969 | 196.2953 | 202.0223 | 201.9801 | 201.9801 | 182.4504 | 199.312 | 176.8765
2020-05-06 09:45 | 1.64 | 253.0129 | 276.5067 | 259.3505 | 280.5739 | 259.3967 | 238.8981 | 292.6996 | 259.4471 | 275.2387 | 259.1988 | 256.4618 | 259.4178 | 242.2022 | 241.4391 | 259.221 | 256.3339 | 259.8896 | 259.7179 | 259.7179 | 241.4391 | 259.5875 | 237.5643
2020-05-06 09:46 | 1.60 | 279.4105 | 289.3482 | 282.7944 | 292.0004 | 282.8599 | 269.3173 | 295.5164 | 282.9317 | 288.6653 | 282.5816 | 281.2646 | 282.8898 | 268.5971 | 268.2814 | 282.6125 | 280.4376 | 277.9737 | 277.7438 | 277.7438 | 268.2814 | 280.471 | 266.6072
2020-05-06 09:47 | 1.59 | 262.8245 | 264.5227 | 264.7366 | 265.6182 | 264.7898 | 255.3309 | 263.2104 | 264.8478 | 264.3073 | 264.563 | 264.2367 | 264.814 | 254.6328 | 254.5919 | 264.5883 | 262.2814 | 255.4856 | 255.3136 | 255.3136 | 254.5919 | 259.8411 | 254.3002
2020-05-06 09:48 | 1.59 | 351.4087 | 345.7596 | 353.3719 | 345.1063 | 353.4934 | 342.0784 | 334.3029 | 353.6273 | 346.0201 | 352.9821 | 354.0156 | 353.5491 | 343.8923 | 344.189 | 353.0383 | 351.9445 | 332.77 | 332.3857 | 332.3857 | 344.189 | 341.9613 | 345.4405
2020-05-06 09:49 | 1.55 | 290.7343 | 279.4763 | 292.6119 | 276.1135 | 292.6825 | 282.8683 | 259.2562 | 292.7599 | 280.3101 | 292.3831 | 294.4405 | 292.7148 | 290.3227 | 290.8204 | 292.4162 | 289.9567 | 264.9421 | 264.7552 | 264.7552 | 290.8204 | 276.3737 | 293.1332
2020-05-06 09:50 | 1.51 | 206.6584 | 197.3635 | 208.4677 | 193.562 | 208.4912 | 201.0547 | 179.1793 | 208.5163 | 198.2078 | 208.3881 | 210.2857 | 208.5017 | 210.3746 | 210.7877 | 208.3999 | 206.9893 | 184.8799 | 184.8498 | 184.8498 | 210.7877 | 194.1345 | 212.7569
2020-05-06 09:51 | 1.50 | 108.3329 | 105.3728 | 109.5805 | 103.4064 | 109.558 | 105.5357 | 97.4905 | 109.5319 | 105.7558 | 109.6466 | 110.3494 | 109.5473 | 111.2574 | 111.3826 | 109.6376 | 109.9391 | 98.5913 | 98.6969 | 98.6969 | 111.3826 | 102.6315 | 112.0213
2020-05-06 09:52 | 1.46 | 141.4865 | 122.3381 | 148.9901 | 106.6344 | 148.9792 | 130.9147 | 72.3685 | 148.9661 | 125.2892 | 149.0193 | 155.5772 | 148.9739 | 176.8336 | 177.9264 | 149.0156 | 148.463 | 86.3779 | 86.4938 | 86.4938 | 177.9264 | 107.3617 | 183.2026
2020-05-06 09:53 | 1.42 | 50.7552 | 39.9935 | 58.4496 | 28.8376 | 58.4152 | 42.4484 | 17.3601 | 58.3758 | 42.2387 | 58.5536 | 64.3171 | 58.3989 | 88.8372 | 89.7457 | 58.5392 | 59.7163 | 19.6175 | 19.7699 | 19.7699 | 89.7457 | 27.6755 | 94.1706
2020-05-06 09:54 | 1.39 | 3.4801 | 2.9445 | 4.4782 | 2.7882 | 4.4585 | 2.8862 | 2.7556 | 4.4362 | 3.0573 | 4.5379 | 5.2591 | 4.4493 | 9.8426 | 9.9774 | 4.5296 | 5.2967 | 2.6166 | 2.6939 | 2.6939 | 9.9774 | 2.6643 | 10.6607
2020-05-06 09:55 | 1.36 | 0 | 0 | 0 | 0 | 0 | 0 | 0 | 0 | 0 | 0 | 0 | 0 | 0 | 0 | 0 | 0 | 0 | 0 | 0 | 0 | 0 | 0
2020-05-06 09:56 | 1.33 | 0 | 0 | 0 | 0 | 0 | 0 | 0 | 0 | 0 | 0 | 0 | 0 | 0 | 0 | 0 | 0 | 0 | 0 | 0 | 0 | 0 | 0
2020-05-06 09:57 | 1.29 | 0 | 0 | 0 | 0 | 0 | 0 | 0 | 0 | 0 | 0 | 0 | 0 | 0 | 0 | 0 | 0 | 0 | 0 | 0 | 0 | 0 | 0
2020-05-06 09:58 | 1.23 | 0 | 0 | 0 | 0 | 0 | 0 | 0 | 0 | 0 | 0 | 0 | 0 | 0 | 0 | 0 | 0 | 0 | 0 | 0 | 0 | 0 | 0
2020-05-06 09:59 | 1.22 | 0 | 0 | 0 | 0 | 0 | 0 | 0 | 0 | 0 | 0 | 0 | 0 | 0 | 0 | 0 | 0 | 0 | 0 | 0 | 0 | 0 | 0
2020-05-06 10:00 | 1.15 | 0 | 0 | 0 | 0 | 0 | 0 | 0 | 0 | 0 | 0 | 0 | 0 | 0 | 0 | 0 | 0 | 0 | 0 | 0 | 0 | 0 | 0
2020-05-06 10:01 | 1.10 | 0 | 0 | 0 | 0 | 0 | 0 | 0 | 0 | 0 | 0 | 0 | 0 | 0 | 0 | 0 | 0 | 0 | 0 | 0 | 0 | 0 | 0
2020-05-06 10:02 | 1.08 | 0 | 0 | 0 | 0 | 0 | 0 | 0 | 0 | 0 | 0 | 0 | 0 | 0 | 0 | 0 | 0 | 0 | 0 | 0 | 0 | 0 | 0
2020-05-06 10:03 | 1.05 | 0 | 0 | 0 | 0 | 0 | 0 | 0 | 0 | 0 | 0 | 0 | 0 | 0 | 0 | 0 | 0 | 0 | 0 | 0 | 0 | 0 | 0
2020-05-06 10:04 | 1.00 | 0 | 0 | 0 | 0 | 0 | 0 | 0 | 0 | 0 | 0 | 0 | 0 | 0 | 0 | 0 | 0 | 0 | 0 | 0 | 0 | 0 | 0
2020-05-06 10:05 | 0.93 | 1.0905 | 5.0047 | 1.9216 | 4.9248 | 1.9085 | 0.87819 | 7.6293 | 1.8935 | 4.8775 | 1.9616 | 1.7318 | 1.9023 | 2.2289 | 2.123 | 1.956 | 2.5753 | 1.7513 | 1.8029 | 1.8029 | 2.123 | 1.4987 | 1.6486
2020-05-06 10:06 | 0.86 | 36.0372 | 74.6448 | 46.8887 | 75.4026 | 46.8527 | 23.2551 | 95.5866 | 46.8118 | 73.4404 | 46.9973 | 44.4638 | 46.8359 | 45.7005 | 44.6808 | 46.9822 | 48.2668 | 47.8798 | 48.0203 | 48.0203 | 44.6808 | 44.4413 | 39.7018
2020-05-06 10:07 | 0.84 | 112.4693 | 158.8481 | 125.5242 | 161.6478 | 125.5052 | 92.9502 | 185.3454 | 125.4831 | 157.1734 | 125.5791 | 121.7767 | 125.4961 | 116.6693 | 115.3324 | 125.5718 | 125.6144 | 129.0403 | 129.1128 | 129.1128 | 115.3324 | 124.7889 | 108.6749
2020-05-06 10:08 | 0.81 | 186.8476 | 222.4853 | 196.5069 | 226.3542 | 196.5165 | 169.6505 | 244.989 | 196.5261 | 220.9295 | 196.4712 | 192.9448 | 196.5206 | 182.0841 | 180.9783 | 196.4768 | 194.4313 | 199.692 | 199.6543 | 199.6543 | 180.9783 | 197.0785 | 175.4342
2020-05-06 10:09 | 0.79 | 246.0147 | 269.7149 | 252.4821 | 273.6538 | 252.5236 | 231.8241 | 285.7743 | 252.5687 | 268.4615 | 252.3453 | 249.6235 | 252.5425 | 235.765 | 234.9985 | 252.3653 | 249.4192 | 252.7473 | 252.5941 | 252.5941 | 234.9985 | 252.4749 | 231.113
2020-05-06 10:10 | 0.81 | 287.4567 | 300.0589 | 291.5523 | 303.1796 | 291.6213 | 275.7466 | 308.0945 | 291.6968 | 299.2308 | 291.3288 | 289.6874 | 291.6528 | 275.355 | 274.9489 | 291.3612 | 288.8057 | 286.8051 | 286.5622 | 286.5622 | 274.9489 | 289.2662 | 272.8212
2020-05-06 10:11 | 0.78 | 312.261 | 315.218 | 314.8795 | 316.7705 | 314.9669 | 302.2785 | 314.1943 | 315.063 | 314.8976 | 314.5975 | 314.1795 | 315.007 | 301.4304 | 301.3704 | 314.6382 | 312.5105 | 303.343 | 303.0521 | 303.0521 | 301.3704 | 308.8328 | 300.9273
2020-05-06 10:12 | 0.81 | 306.1002 | 302.683 | 307.8742 | 302.231 | 307.9568 | 298.5441 | 294.4814 | 308.0474 | 302.8493 | 307.6076 | 308.2784 | 307.9946 | 300.421 | 300.6123 | 307.6462 | 305.4522 | 292.0648 | 291.8044 | 291.8044 | 300.6123 | 299.0141 | 301.4088
2020-05-06 10:13 | 0.77 | 307.6928 | 296.0026 | 309.8199 | 292.3284 | 309.9035 | 299.2145 | 274.4092 | 309.9954 | 296.8965 | 309.5497 | 311.8004 | 309.9418 | 307.6826 | 308.2182 | 309.5888 | 307.3902 | 280.1965 | 279.9703 | 279.9703 | 308.2182 | 292.4046 | 310.6919
2020-05-06 10:14 | 0.75 | 260.0071 | 242.8816 | 263.1444 | 235.2271 | 263.1929 | 251.3728 | 208.8988 | 263.2459 | 244.5353 | 262.9853 | 266.7322 | 263.215 | 270.0305 | 270.8165 | 263.0085 | 260.1295 | 221.2334 | 221.1522 | 221.1522 | 270.8165 | 237.4561 | 274.5521
2020-05-06 10:15 | 0.73 | 201.2775 | 181.2095 | 206.3631 | 169.0109 | 206.3778 | 191.7508 | 135.4219 | 206.3932 | 183.6341 | 206.3112 | 211.6175 | 206.3843 | 223.8769 | 224.8637 | 206.3191 | 204.0143 | 151.4561 | 151.4984 | 151.4984 | 224.8637 | 171.5079 | 229.6069
2020-05-06 10:16 | 0.80 | 133.2497 | 115.0254 | 140.5885 | 99.8353 | 140.5745 | 122.9466 | 66.8374 | 140.558 | 117.8715 | 140.6273 | 146.9406 | 140.5678 | 167.5887 | 168.6356 | 140.6223 | 140.2942 | 80.0688 | 80.1902 | 80.1902 | 168.6356 | 100.3131 | 173.6954
2020-05-06 10:17 | 0.75 | 48.3294 | 40.8965 | 54.152 | 32.8131 | 54.1169 | 41.9859 | 25.3172 | 54.0768 | 42.5245 | 54.258 | 58.4297 | 54.1004 | 76.5183 | 77.1695 | 54.2434 | 55.4682 | 26.2789 | 26.4292 | 26.4292 | 77.1695 | 31.5783 | 80.3575
2020-05-06 10:18 | 0.76 | 3.8056 | 3.5562 | 4.5983 | 3.5238 | 4.572 | 3.5143 | 3.4771 | 4.5422 | 3.5921 | 4.678 | 5.3165 | 4.5597 | 10.148 | 10.2815 | 4.667 | 5.6933 | 3.2874 | 3.3906 | 3.3906 | 10.2815 | 3.3549 | 10.9698
2020-05-06 10:19 | 0.75 | 0 | 0 | 0 | 0 | 0 | 0 | 0 | 0 | 0 | 0 | 0 | 0 | 0 | 0 | 0 | 0 | 0 | 0 | 0 | 0 | 0 | 0
2020-05-06 10:20 | 0.73 | 0 | 0 | 0 | 0 | 0 | 0 | 0 | 0 | 0 | 0 | 0 | 0 | 0 | 0 | 0 | 0 | 0 | 0 | 0 | 0 | 0 | 0
2020-05-06 10:21 | 0.72 | 0 | 0 | 0 | 0 | 0 | 0 | 0 | 0 | 0 | 0 | 0 | 0 | 0 | 0 | 0 | 0 | 0 | 0 | 0 | 0 | 0 | 0
2020-05-06 10:22 | 0.68 | 0 | 0 | 0 | 0 | 0 | 0 | 0 | 0 | 0 | 0 | 0 | 0 | 0 | 0 | 0 | 0 | 0 | 0 | 0 | 0 | 0 | 0
2020-05-06 10:23 | 0.67 | 0 | 0 | 0 | 0 | 0 | 0 | 0 | 0 | 0 | 0 | 0 | 0 | 0 | 0 | 0 | 0 | 0 | 0 | 0 | 0 | 0 | 0
2020-05-06 10:24 | 0.65 | 0 | 0 | 0 | 0 | 0 | 0 | 0 | 0 | 0 | 0 | 0 | 0 | 0 | 0 | 0 | 0 | 0 | 0 | 0 | 0 | 0 | 0
2020-05-06 10:25 | 0.63 | 0 | 0 | 0 | 0 | 0 | 0 | 0 | 0 | 0 | 0 | 0 | 0 | 0 | 0 | 0 | 0 | 0 | 0 | 0 | 0 | 0 | 0
2020-05-06 10:26 | 0.57 | 0 | 0 | 0 | 0 | 0 | 0 | 0 | 0 | 0 | 0 | 0 | 0 | 0 | 0 | 0 | 0 | 0 | 0 | 0 | 0 | 0 | 0
2020-05-06 10:27 | 0.54 | 0 | 0 | 0 | 0 | 0 | 0 | 0 | 0 | 0 | 0 | 0 | 0 | 0 | 0 | 0 | 0 | 0 | 0 | 0 | 0 | 0 | 0
2020-05-06 10:28 | 0.52 | 0 | 0 | 0 | 0 | 0 | 0 | 0 | 0 | 0 | 0 | 0 | 0 | 0 | 0 | 0 | 0 | 0 | 0 | 0 | 0 | 0 | 0
2020-05-06 10:29 | 0.52 | 0.95576 | 2.9243 | 1.4058 | 2.8774 | 1.3926 | 0.7761 | 4.299 | 1.3777 | 2.8537 | 1.4458 | 1.2944 | 1.3865 | 1.5279 | 1.4684 | 1.4402 | 2.031 | 1.2644 | 1.316 | 1.316 | 1.4684 | 1.1477 | 1.2066
2020-05-06 10:30 | 0.49 | 36.3514 | 79.6468 | 48.4952 | 80.2956 | 48.4593 | 22.5323 | 102.9984 | 48.4185 | 78.316 | 48.6035 | 45.8717 | 48.4425 | 47.7563 | 46.628 | 48.5885 | 49.8668 | 49.2076 | 49.348 | 49.348 | 46.628 | 45.4615 | 41.1213
2020-05-06 10:31 | 0.49 | 111.6512 | 157.8934 | 124.7616 | 160.5504 | 124.7423 | 92.1249 | 184.0577 | 124.7199 | 156.2434 | 124.8173 | 121.0826 | 124.7332 | 116.2999 | 114.9753 | 124.8098 | 124.8707 | 127.8063 | 127.8803 | 127.8803 | 114.9753 | 123.6948 | 108.3793
2020-05-06 10:32 | 0.48 | 185.6307 | 221.4342 | 195.4272 | 225.182 | 195.4363 | 168.3066 | 243.7853 | 195.4453 | 219.8919 | 195.3932 | 191.9084 | 195.4402 | 181.3586 | 180.2568 | 195.3985 | 193.3836 | 198.1929 | 198.158 | 198.158 | 180.2568 | 195.6799 | 174.7328
2020-05-06 10:33 | 0.45 | 244.4139 | 268.4197 | 251.0507 | 272.2555 | 251.0913 | 230.036 | 284.403 | 251.1353 | 267.174 | 250.9169 | 248.2157 | 251.1097 | 234.6255 | 233.8566 | 250.9365 | 247.9828 | 250.966 | 250.8172 | 250.8172 | 233.8566 | 250.7634 | 229.9592
2020-05-06 10:34 | 0.47 | 284.964 | 297.9572 | 289.2427 | 301.005 | 289.3099 | 273.0175 | 305.9998 | 289.3835 | 297.1298 | 289.0247 | 287.3815 | 289.3406 | 273.2185 | 272.8051 | 289.0563 | 286.4651 | 284.1732 | 283.9378 | 283.9378 | 272.8051 | 286.699 | 270.6428
2020-05-06 10:35 | 0.42 | 309.8093 | 313.0969 | 312.6032 | 314.5788 | 312.6887 | 299.5627 | 312.0244 | 312.7827 | 312.7782 | 312.3271 | 311.9068 | 312.7279 | 299.2517 | 299.1847 | 312.3671 | 310.1898 | 300.6718 | 300.389 | 300.389 | 299.1847 | 306.2651 | 298.7094
2020-05-06 10:36 | 0.41 | 339.9932 | 334.8407 | 342.2588 | 333.983 | 342.3699 | 330.304 | 323.1574 | 342.4924 | 335.1185 | 341.9014 | 342.9295 | 342.4209 | 333.244 | 333.5265 | 341.9529 | 340.521 | 320.8799 | 320.5343 | 320.5343 | 333.5265 | 330.2462 | 334.7231
2020-05-06 10:37 | 0.39 | 290.909 | 279.0768 | 293.1584 | 275.1687 | 293.2286 | 282.3288 | 256.8656 | 293.3055 | 280.0101 | 292.9309 | 295.203 | 293.2606 | 291.5403 | 292.0745 | 292.9639 | 290.4341 | 262.7056 | 262.5274 | 262.5274 | 292.0745 | 275.151 | 294.5634
2020-05-06 10:38 | 0.37 | 258.2039 | 241.4999 | 261.4563 | 233.8316 | 261.5038 | 249.4628 | 207.7483 | 261.5556 | 243.1436 | 261.3007 | 265.0252 | 261.5255 | 268.448 | 269.2231 | 261.3234 | 258.4375 | 219.5862 | 219.5084 | 219.5084 | 269.2231 | 235.7505 | 272.9058
2020-05-06 10:39 | 0.34 | 195.6251 | 176.6579 | 200.6632 | 164.8758 | 200.6751 | 186.2697 | 132.6927 | 200.6873 | 178.9879 | 200.6203 | 205.717 | 200.6803 | 217.6278 | 218.5693 | 200.6269 | 198.501 | 147.617 | 147.6644 | 147.6644 | 218.5693 | 166.9396 | 223.0977
2020-05-06 10:40 | 0.36 | 123.9919 | 105.1126 | 131.8286 | 89.0116 | 131.8116 | 113.1819 | 54.61 | 131.7918 | 108.1183 | 131.8769 | 138.5432 | 131.8035 | 160.7538 | 161.8491 | 131.8705 | 131.7623 | 68.2283 | 68.3577 | 68.3577 | 161.8491 | 89.3615 | 167.1454
2020-05-06 10:41 | 0.36 | 45.9291 | 35.091 | 54.2327 | 23.329 | 54.1976 | 37.0963 | 11.6483 | 54.1576 | 37.4541 | 54.3386 | 60.4501 | 54.1811 | 86.7901 | 87.7446 | 54.324 | 55.5473 | 13.8825 | 14.036 | 14.036 | 87.7446 | 21.9404 | 92.3897
2020-05-06 10:42 | 0.34 | 3.3572 | 2.6685 | 4.8851 | 2.4414 | 4.8655 | 2.5897 | 2.4194 | 4.8431 | 2.8379 | 4.9448 | 6.1455 | 4.8562 | 14.221 | 14.462 | 4.9365 | 5.9311 | 2.2938 | 2.3712 | 2.3712 | 14.462 | 2.3294 | 15.6696
2020-05-06 10:43 | 0.34 | 0 | 0 | 0 | 0 | 0 | 0 | 0 | 0 | 0 | 0 | 0 | 0 | 0 | 0 | 0 | 0 | 0 | 0 | 0 | 0 | 0 | 0
2020-05-06 10:44 | 0.33 | 0 | 0 | 0 | 0 | 0 | 0 | 0 | 0 | 0 | 0 | 0 | 0 | 0 | 0 | 0 | 0 | 0 | 0 | 0 | 0 | 0 | 0
2020-05-06 10:45 | 0.30 | 0 | 0 | 0 | 0 | 0 | 0 | 0 | 0 | 0 | 0 | 0 | 0 | 0 | 0 | 0 | 0 | 0 | 0 | 0 | 0 | 0 | 0
2020-05-06 10:46 | 0.30 | 0 | 0 | 0 | 0 | 0 | 0 | 0 | 0 | 0 | 0 | 0 | 0 | 0 | 0 | 0 | 0 | 0 | 0 | 0 | 0 | 0 | 0
2020-05-06 10:47 | 0.30 | 0 | 0 | 0 | 0 | 0 | 0 | 0 | 0 | 0 | 0 | 0 | 0 | 0 | 0 | 0 | 0 | 0 | 0 | 0 | 0 | 0 | 0
2020-05-06 10:48 | 0.28 | 0 | 0 | 0 | 0 | 0 | 0 | 0 | 0 | 0 | 0 | 0 | 0 | 0 | 0 | 0 | 0 | 0 | 0 | 0 | 0 | 0 | 0
2020-05-06 10:49 | 0.33 | 0 | 0 | 0 | 0 | 0 | 0 | 0 | 0 | 0 | 0 | 0 | 0 | 0 | 0 | 0 | 0 | 0 | 0 | 0 | 0 | 0 | 0
2020-05-06 10:50 | 0.36 | 0 | 0 | 0 | 0 | 0 | 0 | 0 | 0 | 0 | 0 | 0 | 0 | 0 | 0 | 0 | 0 | 0 | 0 | 0 | 0 | 0 | 0
2020-05-06 10:51 | 0.35 | 0 | 0 | 0 | 0 | 0 | 0 | 0 | 0 | 0 | 0 | 0 | 0 | 0 | 0 | 0 | 0 | 0 | 0 | 0 | 0 | 0 | 0
2020-05-06 10:52 | 0.27 | 0 | 0 | 0 | 0 | 0 | 0 | 0 | 0 | 0 | 0 | 0 | 0 | 0 | 0 | 0 | 0 | 0 | 0 | 0 | 0 | 0 | 0
2020-05-06 10:53 | 0.28 | 1.3056 | 6.2845 | 2.4113 | 6.1671 | 2.3982 | 0.97591 | 9.3377 | 2.3833 | 6.1288 | 2.4512 | 2.179 | 2.392 | 2.842 | 2.7108 | 2.4457 | 3.0008 | 2.1723 | 2.2238 | 2.2238 | 2.7108 | 1.8561 | 2.114
2020-05-06 10:54 | 0.27 | 34.902 | 75.622 | 46.3931 | 76.1471 | 46.3569 | 21.8275 | 97.3812 | 46.3157 | 74.3837 | 46.5023 | 43.9502 | 46.3399 | 45.8781 | 44.8168 | 46.4872 | 47.7867 | 46.755 | 46.8967 | 46.8967 | 44.8168 | 43.3212 | 39.6389
2020-05-06 10:55 | 0.29 | 110.5486 | 156.5013 | 123.67 | 159.0145 | 123.6505 | 91.0679 | 182.2204 | 123.6277 | 154.8819 | 123.7267 | 120.0639 | 123.6412 | 115.6062 | 114.2959 | 123.7191 | 123.8025 | 126.3049 | 126.3806 | 126.3806 | 114.2959 | 122.321 | 107.7701
2020-05-06 10:56 | 0.27 | 186.1793 | 222.5568 | 196.2236 | 226.2201 | 196.233 | 168.5415 | 244.9887 | 196.2425 | 221.0122 | 196.1883 | 192.7094 | 196.2371 | 182.3793 | 181.2688 | 196.1939 | 194.1549 | 198.6531 | 198.6174 | 198.6174 | 181.2688 | 196.1901 | 175.6993
2020-05-06 10:57 | 0.29 | 245.1931 | 269.5949 | 252.0258 | 273.342 | 252.067 | 230.5664 | 285.5564 | 252.1117 | 268.3523 | 251.89 | 249.2061 | 252.0857 | 235.8226 | 235.0495 | 251.9099 | 248.9599 | 251.5936 | 251.4433 | 251.4433 | 235.0495 | 251.4614 | 231.1289
2020-05-06 10:58 | 0.28 | 261.7832 | 272.7092 | 265.5261 | 275.0493 | 265.5778 | 251.657 | 278.9866 | 265.6341 | 272.0481 | 265.3573 | 264.0362 | 265.6013 | 252.6756 | 252.3343 | 265.3819 | 262.7821 | 260.6261 | 260.4476 | 260.4476 | 252.3343 | 262.9061 | 250.5517
2020-05-06 10:59 | 0.35 | 135.8743 | 135.8754 | 136.5368 | 135.881 | 136.521 | 133.5953 | 134.4555 | 136.5025 | 135.8742 | 136.5815 | 136.4666 | 136.5135 | 134.218 | 134.1989 | 136.5756 | 136.3821 | 132.5012 | 132.571 | 132.571 | 134.1989 | 134.1756 | 134.1285
2020-05-06 11:00 | 0.37 | 143.2035 | 142.7844 | 143.9379 | 142.6871 | 143.9284 | 140.5856 | 140.6388 | 143.9168 | 142.811 | 143.9628 | 143.9359 | 143.9237 | 141.4323 | 141.4349 | 143.9597 | 143.4813 | 138.8635 | 138.9127 | 138.9127 | 141.4349 | 140.9804 | 141.4607
2020-05-06 11:01 | 0.36 | 236.3066 | 232.334 | 237.7734 | 230.9382 | 237.8069 | 231.1508 | 223.3784 | 237.8431 | 232.6602 | 237.662 | 238.4883 | 237.8221 | 235.2621 | 235.4567 | 237.6784 | 235.0162 | 223.5351 | 223.446 | 223.446 | 235.4567 | 229.3568 | 236.3458
2020-05-06 11:02 | 0.39 | 175.9067 | 172.433 | 177.1689 | 170.8899 | 177.1734 | 172.0281 | 164.3244 | 177.1773 | 172.7672 | 177.1495 | 177.8641 | 177.1751 | 176.4899 | 176.6452 | 177.1527 | 176.015 | 164.9866 | 164.9993 | 164.9993 | 176.6452 | 169.7925 | 177.3896
2020-05-06 11:03 | 0.44 | 152.5581 | 146.2467 | 154.7678 | 142.205 | 154.7619 | 147.8942 | 130.5497 | 154.7544 | 147.0414 | 154.781 | 156.4732 | 154.7589 | 159.3586 | 159.6712 | 154.7796 | 154.1297 | 134.1456 | 134.2066 | 134.2066 | 159.6712 | 141.7111 | 161.1891
2020-05-06 11:04 | 0.43 | 86.716 | 83.5524 | 88.2128 | 81.0704 | 88.1845 | 83.9035 | 74.7099 | 88.1519 | 84.0216 | 88.2973 | 89.1917 | 88.1711 | 91.4427 | 91.5919 | 88.2857 | 89.0131 | 76.0347 | 76.1592 | 76.1592 | 91.5919 | 80.3009 | 92.3559
2020-05-06 11:05 | 0.29 | 40.4615 | 38.9793 | 41.7468 | 37.2604 | 41.71 | 38.6551 | 35.0004 | 41.6682 | 39.3056 | 41.8579 | 42.491 | 41.6928 | 45.3681 | 45.457 | 41.8425 | 43.1861 | 34.5991 | 34.7467 | 34.7467 | 45.457 | 36.4151 | 45.9424
2020-05-06 11:06 | 0.27 | 1.7805 | 1.7693 | 1.7894 | 1.7693 | 1.7696 | 1.7505 | 1.7377 | 1.7471 | 1.7693 | 1.8493 | 1.7479 | 1.7603 | 1.8255 | 1.8075 | 1.841 | 2.63 | 1.5999 | 1.6773 | 1.6773 | 1.8075 | 1.6465 | 1.7625
2020-05-06 11:07 | 0.33 | 0 | 0 | 0 | 0 | 0 | 0 | 0 | 0 | 0 | 0 | 0 | 0 | 0 | 0 | 0 | 0 | 0 | 0 | 0 | 0 | 0 | 0
2020-05-06 11:08 | 0.29 | 0 | 0 | 0 | 0 | 0 | 0 | 0 | 0 | 0 | 0 | 0 | 0 | 0 | 0 | 0 | 0 | 0 | 0 | 0 | 0 | 0 | 0
2020-05-06 11:09 | 0.26 | 0 | 0 | 0 | 0 | 0 | 0 | 0 | 0 | 0 | 0 | 0 | 0 | 0 | 0 | 0 | 0 | 0 | 0 | 0 | 0 | 0 | 0
2020-05-06 11:10 | 0.27 | 0 | 0 | 0 | 0 | 0 | 0 | 0 | 0 | 0 | 0 | 0 | 0 | 0 | 0 | 0 | 0 | 0 | 0 | 0 | 0 | 0 | 0
2020-05-06 11:11 | 0.29 | 0 | 0 | 0 | 0 | 0 | 0 | 0 | 0 | 0 | 0 | 0 | 0 | 0 | 0 | 0 | 0 | 0 | 0 | 0 | 0 | 0 | 0
2020-05-06 11:12 | 0.26 | 0 | 0 | 0 | 0 | 0 | 0 | 0 | 0 | 0 | 0 | 0 | 0 | 0 | 0 | 0 | 0 | 0 | 0 | 0 | 0 | 0 | 0
2020-05-06 11:13 | 0.27 | 0 | 0 | 0 | 0 | 0 | 0 | 0 | 0 | 0 | 0 | 0 | 0 | 0 | 0 | 0 | 0 | 0 | 0 | 0 | 0 | 0 | 0
2020-05-06 11:14 | 0.29 | 0 | 0 | 0 | 0 | 0 | 0 | 0 | 0 | 0 | 0 | 0 | 0 | 0 | 0 | 0 | 0 | 0 | 0 | 0 | 0 | 0 | 0
2020-05-06 11:15 | 0.27 | 0 | 0 | 0 | 0 | 0 | 0 | 0 | 0 | 0 | 0 | 0 | 0 | 0 | 0 | 0 | 0 | 0 | 0 | 0 | 0 | 0 | 0
2020-05-06 11:16 | 0.30 | 0 | 0 | 0 | 0 | 0 | 0 | 0 | 0 | 0 | 0 | 0 | 0 | 0 | 0 | 0 | 0 | 0 | 0 | 0 | 0 | 0 | 0
2020-05-06 11:17 | 0.36 | 1.3727 | 6.6019 | 2.5333 | 6.4632 | 2.5202 | 1.0464 | 9.801 | 2.5053 | 6.4401 | 2.5732 | 2.2947 | 2.514 | 3.0161 | 2.8788 | 2.5677 | 3.1845 | 2.255 | 2.3066 | 2.3066 | 2.8788 | 1.9339 | 2.2533
2020-05-06 11:18 | 0.37 | 34.5646 | 74.773 | 45.9702 | 75.1977 | 45.9339 | 21.6392 | 96.0613 | 45.8927 | 73.5642 | 46.0796 | 43.5911 | 45.9169 | 45.6809 | 44.6358 | 46.0644 | 47.3684 | 46.0317 | 46.1737 | 46.1737 | 44.6358 | 42.7263 | 39.5356
2020-05-06 11:19 | 0.38 | 109.785 | 156.0382 | 123.0803 | 158.4422 | 123.0605 | 90.1142 | 181.6598 | 123.0376 | 154.4279 | 123.1375 | 119.5013 | 123.0511 | 115.3129 | 114.0007 | 123.1298 | 123.2264 | 125.3573 | 125.4342 | 125.4342 | 114.0007 | 121.4442 | 107.4639
2020-05-06 11:20 | 0.26 | 183.8602 | 219.8393 | 193.8939 | 223.3222 | 193.9022 | 166.3342 | 241.7141 | 193.9104 | 218.334 | 193.8624 | 190.4712 | 193.9057 | 180.5908 | 179.4985 | 193.8674 | 191.9093 | 195.887 | 195.8565 | 195.8565 | 179.4985 | 193.5546 | 174.0197
2020-05-06 11:21 | 0.24 | 242.9921 | 267.1429 | 249.8482 | 270.7073 | 249.888 | 228.4536 | 282.6341 | 249.9312 | 265.9359 | 249.7169 | 247.1113 | 249.906 | 234.2205 | 233.4613 | 249.7361 | 246.775 | 249.0357 | 248.8916 | 248.8916 | 233.4613 | 248.9985 | 229.6101
2020-05-06 11:22 | 0.22 | 283.2095 | 296.4967 | 287.72 | 299.2932 | 287.786 | 271.11 | 304.1972 | 287.8584 | 295.7004 | 287.5054 | 285.9392 | 287.8162 | 272.4776 | 272.0684 | 287.5366 | 284.9272 | 282.0672 | 281.8376 | 281.8376 | 272.0684 | 284.697 | 269.9249
2020-05-06 11:23 | 0.19 | 277.3124 | 279.2939 | 279.565 | 280.0133 | 279.6285 | 269.5014 | 277.292 | 279.698 | 279.1289 | 279.3587 | 279.2156 | 279.6575 | 270.46 | 270.4415 | 279.3886 | 277.1881 | 269.2357 | 269.0292 | 269.0292 | 270.4415 | 273.8718 | 270.2371
2020-05-06 11:24 | 0.19 | 225.6784 | 224.3502 | 226.9873 | 224.0355 | 227.0167 | 220.8668 | 219.7299 | 227.0483 | 224.4362 | 226.8891 | 227.1645 | 227.0299 | 222.6415 | 222.7185 | 226.9036 | 224.897 | 217.2974 | 217.2139 | 217.2139 | 222.7185 | 221.4215 | 223.0413
2020-05-06 11:25 | 0.19 | 210.0121 | 207.2554 | 211.2715 | 206.3166 | 211.2966 | 205.5445 | 200.519 | 211.3235 | 207.4773 | 211.1866 | 211.7458 | 211.3079 | 208.5526 | 208.6879 | 211.1992 | 209.9317 | 199.8982 | 199.8368 | 199.8368 | 208.6879 | 204.5939 | 209.3017
2020-05-06 11:26 | 0.19 | 131.3864 | 131.0453 | 132.0718 | 130.8864 | 132.0549 | 129.0991 | 129.0441 | 132.0351 | 131.079 | 132.12 | 132.0778 | 132.0468 | 130.0998 | 130.0951 | 132.1136 | 132.0009 | 127.4517 | 127.5264 | 127.5264 | 130.0951 | 129.3294 | 130.0971
2020-05-06 11:27 | 0.19 | 59.4511 | 59.4289 | 59.7478 | 59.4274 | 59.7132 | 58.4281 | 58.7606 | 59.6736 | 59.4292 | 59.8523 | 59.6587 | 59.6969 | 58.6683 | 58.6294 | 59.8378 | 61.0274 | 57.7355 | 57.873 | 57.873 | 58.6294 | 58.5246 | 58.4957
2020-05-06 11:28 | 0.18 | 28.7985 | 28.7693 | 28.9457 | 28.7621 | 28.9073 | 28.2948 | 28.4108 | 28.8638 | 28.7707 | 29.0617 | 28.8587 | 28.8894 | 28.3949 | 28.3525 | 29.0456 | 30.503 | 27.7919 | 27.9424 | 27.9424 | 28.3525 | 28.2112 | 28.2078
2020-05-06 11:29 | 0.18 | 25.239 | 25.2094 | 25.3703 | 25.2003 | 25.3317 | 24.7949 | 24.8912 | 25.2879 | 25.2111 | 25.4871 | 25.285 | 25.3137 | 24.8886 | 24.8461 | 25.4708 | 26.9452 | 24.3175 | 24.4688 | 24.4688 | 24.8461 | 24.6907 | 24.7015
2020-05-06 11:30 | 0.17 | 2.7067 | 2.6992 | 2.7198 | 2.6992 | 2.7067 | 2.6597 | 2.6613 | 2.6917 | 2.6992 | 2.7739 | 2.6909 | 2.7005 | 2.6515 | 2.6368 | 2.7656 | 3.5366 | 2.5478 | 2.5993 | 2.5993 | 2.6368 | 2.5984 | 2.5866
2020-05-06 11:31 | 0.17 | 0 | 0 | 0 | 0 | 0 | 0 | 0 | 0 | 0 | 0 | 0 | 0 | 0 | 0 | 0 | 0 | 0 | 0 | 0 | 0 | 0 | 0
2020-05-06 11:32 | 0.20 | 0 | 0 | 0 | 0 | 0 | 0 | 0 | 0 | 0 | 0 | 0 | 0 | 0 | 0 | 0 | 0 | 0 | 0 | 0 | 0 | 0 | 0
2020-05-06 11:33 | 0.20 | 0 | 0 | 0 | 0 | 0 | 0 | 0 | 0 | 0 | 0 | 0 | 0 | 0 | 0 | 0 | 0 | 0 | 0 | 0 | 0 | 0 | 0
2020-05-06 11:34 | 0.21 | 0 | 0 | 0 | 0 | 0 | 0 | 0 | 0 | 0 | 0 | 0 | 0 | 0 | 0 | 0 | 0 | 0 | 0 | 0 | 0 | 0 | 0
2020-05-06 11:35 | 0.22 | 0 | 0 | 0 | 0 | 0 | 0 | 0 | 0 | 0 | 0 | 0 | 0 | 0 | 0 | 0 | 0 | 0 | 0 | 0 | 0 | 0 | 0
2020-05-06 11:36 | 0.22 | 0 | 0 | 0 | 0 | 0 | 0 | 0 | 0 | 0 | 0 | 0 | 0 | 0 | 0 | 0 | 0 | 0 | 0 | 0 | 0 | 0 | 0
2020-05-06 11:37 | 0.20 | 0 | 0 | 0 | 0 | 0 | 0 | 0 | 0 | 0 | 0 | 0 | 0 | 0 | 0 | 0 | 0 | 0 | 0 | 0 | 0 | 0 | 0
2020-05-06 11:38 | 0.19 | 0 | 0 | 0 | 0 | 0 | 0 | 0 | 0 | 0 | 0 | 0 | 0 | 0 | 0 | 0 | 0 | 0 | 0 | 0 | 0 | 0 | 0
2020-05-06 11:39 | 0.20 | 0 | 0 | 0 | 0 | 0 | 0 | 0 | 0 | 0 | 0 | 0 | 0 | 0 | 0 | 0 | 0 | 0 | 0 | 0 | 0 | 0 | 0
2020-05-06 11:40 | 0.20 | 0 | 0 | 0 | 0 | 0 | 0 | 0 | 0 | 0 | 0 | 0 | 0 | 0 | 0 | 0 | 0 | 0 | 0 | 0 | 0 | 0 | 0
2020-05-06 11:41 | 0.20 | 1.9696 | 3.2335 | 2.2746 | 3.1998 | 2.2614 | 1.8388 | 3.9538 | 2.2465 | 3.1955 | 2.3145 | 2.194 | 2.2553 | 2.3486 | 2.304 | 2.3089 | 2.873 | 2.085 | 2.1365 | 2.1365 | 2.304 | 2.0388 | 2.1123
2020-05-06 11:42 | 0.20 | 18.6655 | 19.5254 | 18.9969 | 19.5181 | 18.958 | 18.1303 | 19.7759 | 18.9137 | 19.5 | 19.115 | 18.8652 | 18.9397 | 18.6624 | 18.5977 | 19.0986 | 20.6034 | 18.1651 | 18.318 | 18.318 | 18.5977 | 18.3758 | 18.3456
2020-05-06 11:43 | 0.20 | 87.3442 | 93.8188 | 89.5015 | 94.2441 | 89.475 | 83.3875 | 96.8919 | 89.4445 | 93.5771 | 89.5803 | 88.9001 | 89.4624 | 86.9015 | 86.6872 | 89.5695 | 90.165 | 87.7413 | 87.8482 | 87.8482 | 86.6872 | 88.0686 | 85.6613
2020-05-06 11:44 | 0.20 | 180.1722 | 209.7414 | 188.577 | 212.5613 | 188.5832 | 165.3095 | 227.4317 | 188.589 | 208.5079 | 188.5522 | 185.784 | 188.5857 | 177.325 | 176.4329 | 188.5562 | 186.7538 | 189.1843 | 189.1644 | 189.1644 | 176.4329 | 187.6752 | 171.9613
2020-05-06 11:45 | 0.19 | 245.3345 | 267.388 | 251.771 | 270.5237 | 251.8123 | 231.6927 | 281.1075 | 251.8571 | 266.3035 | 251.6351 | 249.3309 | 251.831 | 237.5507 | 236.8718 | 251.655 | 248.7289 | 250.1047 | 249.9571 | 249.9571 | 236.8718 | 250.4088 | 233.4165
2020-05-06 11:46 | 0.23 | 270.9597 | 282.0416 | 274.9331 | 284.2416 | 274.9903 | 260.4081 | 287.9218 | 275.0528 | 281.3978 | 274.7468 | 273.501 | 275.0163 | 262.2059 | 261.8757 | 274.7739 | 272.0425 | 269.1041 | 268.9078 | 268.9078 | 261.8757 | 271.706 | 260.137
2020-05-06 11:47 | 0.20 | 302.4459 | 305.749 | 305.2587 | 306.7169 | 305.3384 | 293.0967 | 304.2636 | 305.426 | 305.5093 | 305.0008 | 304.7617 | 305.3749 | 294.42 | 294.3731 | 305.0381 | 302.7324 | 293.7753 | 293.512 | 293.512 | 294.3731 | 298.9268 | 293.9998
2020-05-06 11:48 | 0.20 | 255.6329 | 255.0552 | 257.156 | 254.9542 | 257.2069 | 250.1766 | 251.0202 | 257.2624 | 255.0876 | 256.9896 | 257.2532 | 257.23 | 251.8586 | 251.9306 | 257.0139 | 255.0076 | 247.4183 | 247.2575 | 247.2575 | 251.9306 | 251.6311 | 252.1902
2020-05-06 11:49 | 0.22 | 127.3895 | 127.3342 | 128.0139 | 127.319 | 127.9958 | 125.2426 | 125.9145 | 127.9746 | 127.3378 | 128.066 | 127.9511 | 127.9871 | 125.8637 | 125.8444 | 128.059 | 128.0371 | 124.1124 | 124.1907 | 124.1907 | 125.8444 | 125.722 | 125.7769
2020-05-06 11:50 | 0.24 | 172.335 | 171.7107 | 173.2473 | 171.4161 | 173.2461 | 169.3222 | 168.7829 | 173.2437 | 171.7734 | 173.2457 | 173.3419 | 173.2452 | 170.8687 | 170.8943 | 173.2464 | 171.9834 | 167.0039 | 167.0235 | 167.0235 | 170.8943 | 169.5589 | 171.0162
2020-05-06 11:51 | 0.23 | 144.8694 | 142.5016 | 146.1598 | 140.9497 | 146.1483 | 141.6179 | 135.6284 | 146.1346 | 142.8053 | 146.1908 | 146.7765 | 146.1427 | 146.514 | 146.6233 | 146.1868 | 145.676 | 135.6943 | 135.7587 | 135.7587 | 146.6233 | 139.6401 | 147.1674
2020-05-06 11:52 | 0.26 | 89.8398 | 89.4 | 90.4681 | 89.0134 | 90.4392 | 88.0991 | 87.2752 | 90.406 | 89.4716 | 90.5543 | 90.5492 | 90.4255 | 89.6798 | 89.6744 | 90.5425 | 91.3102 | 86.2058 | 86.3239 | 86.3239 | 89.6744 | 87.8081 | 89.6924
2020-05-06 11:53 | 0.25 | 43.7939 | 42.0805 | 45.6523 | 39.9604 | 45.6157 | 41.4763 | 38.2619 | 45.5741 | 42.5145 | 45.7628 | 46.7713 | 45.5986 | 51.5339 | 51.6827 | 45.7475 | 47.0762 | 37.688 | 37.8344 | 37.8344 | 51.6827 | 39.0288 | 52.4555
2020-05-06 11:54 | 0.24 | 4.3749 | 4.3621 | 4.3984 | 4.361 | 4.3787 | 4.2972 | 4.3009 | 4.3563 | 4.3626 | 4.458 | 4.3567 | 4.3695 | 4.3007 | 4.279 | 4.4498 | 5.2166 | 4.1267 | 4.2038 | 4.2038 | 4.279 | 4.2063 | 4.2052
2020-05-06 11:55 | 0.23 | 0 | 0 | 0 | 0 | 0 | 0 | 0 | 0 | 0 | 0 | 0 | 0 | 0 | 0 | 0 | 0 | 0 | 0 | 0 | 0 | 0 | 0
2020-05-06 11:56 | 0.20 | 0 | 0 | 0 | 0 | 0 | 0 | 0 | 0 | 0 | 0 | 0 | 0 | 0 | 0 | 0 | 0 | 0 | 0 | 0 | 0 | 0 | 0
2020-05-06 11:57 | 0.23 | 0 | 0 | 0 | 0 | 0 | 0 | 0 | 0 | 0 | 0 | 0 | 0 | 0 | 0 | 0 | 0 | 0 | 0 | 0 | 0 | 0 | 0
2020-05-06 11:58 | 0.27 | 0 | 0 | 0 | 0 | 0 | 0 | 0 | 0 | 0 | 0 | 0 | 0 | 0 | 0 | 0 | 0 | 0 | 0 | 0 | 0 | 0 | 0
2020-05-06 11:59 | 0.30 | 0 | 0 | 0 | 0 | 0 | 0 | 0 | 0 | 0 | 0 | 0 | 0 | 0 | 0 | 0 | 0 | 0 | 0 | 0 | 0 | 0 | 0
2020-05-06 12:00 | 0.30 | 0 | 0 | 0 | 0 | 0 | 0 | 0 | 0 | 0 | 0 | 0 | 0 | 0 | 0 | 0 | 0 | 0 | 0 | 0 | 0 | 0 | 0
2020-05-06 12:01 | 0.30 | 0 | 0 | 0 | 0 | 0 | 0 | 0 | 0 | 0 | 0 | 0 | 0 | 0 | 0 | 0 | 0 | 0 | 0 | 0 | 0 | 0 | 0
2020-05-06 12:02 | 0.30 | 0 | 0 | 0 | 0 | 0 | 0 | 0 | 0 | 0 | 0 | 0 | 0 | 0 | 0 | 0 | 0 | 0 | 0 | 0 | 0 | 0 | 0
2020-05-06 12:03 | 0.29 | 0 | 0 | 0 | 0 | 0 | 0 | 0 | 0 | 0 | 0 | 0 | 0 | 0 | 0 | 0 | 0 | 0 | 0 | 0 | 0 | 0 | 0
2020-05-06 12:04 | 0.29 | 0 | 0 | 0 | 0 | 0 | 0 | 0 | 0 | 0 | 0 | 0 | 0 | 0 | 0 | 0 | 0 | 0 | 0 | 0 | 0 | 0 | 0
2020-05-06 12:05 | 0.29 | 1.4006 | 4.4368 | 2.0912 | 4.3441 | 2.0781 | 1.191 | 6.2352 | 2.0631 | 4.3451 | 2.1311 | 1.9428 | 2.0719 | 2.3756 | 2.2895 | 2.1256 | 2.6395 | 1.8428 | 1.8943 | 1.8943 | 2.2895 | 1.6795 | 1.9025
2020-05-06 12:06 | 0.29 | 36.9028 | 75.4589 | 47.9993 | 75.7183 | 47.9635 | 24.241 | 95.4359 | 47.9226 | 74.3255 | 48.1075 | 45.7653 | 47.9466 | 47.9991 | 47.0001 | 48.0925 | 49.3677 | 47.4627 | 47.6036 | 47.6036 | 47.0001 | 44.4734 | 42.1192
2020-05-06 12:07 | 0.26 | 106.9456 | 149.5705 | 119.3861 | 151.5421 | 119.365 | 88.6388 | 172.6657 | 119.3406 | 148.1225 | 119.4475 | 116.1842 | 119.355 | 112.8205 | 111.6231 | 119.4392 | 119.6321 | 120.5414 | 120.6246 | 120.6246 | 111.6231 | 117.2086 | 105.6623
2020-05-06 12:08 | 0.25 | 183.0212 | 218.3825 | 193.0637 | 221.5559 | 193.0716 | 165.6544 | 239.3701 | 193.0793 | 216.9407 | 193.0335 | 189.8055 | 193.0749 | 180.6799 | 179.6224 | 193.0383 | 191.1102 | 194.1736 | 194.1464 | 194.1464 | 179.6224 | 192.1158 | 174.317
2020-05-06 12:09 | 0.26 | 217.6602 | 233.947 | 222.6535 | 236.0916 | 222.6812 | 207.0969 | 243.447 | 222.7109 | 233.1725 | 222.5607 | 220.9086 | 222.6936 | 212.222 | 211.7277 | 222.5744 | 220.4574 | 220.1611 | 220.0661 | 220.0661 | 211.7277 | 220.8307 | 209.2128
2020-05-06 12:10 | 0.21 | 122.1956 | 122.725 | 122.9372 | 122.8441 | 122.9192 | 119.7806 | 121.8317 | 122.8983 | 122.6917 | 122.9886 | 122.7909 | 122.9107 | 120.3482 | 120.3081 | 122.9818 | 122.9447 | 119.2359 | 119.3133 | 119.3133 | 120.3081 | 120.7719 | 120.1381
2020-05-06 12:11 | 0.20 | 173.8381 | 174.255 | 174.8156 | 174.3577 | 174.8157 | 170.5664 | 172.7143 | 174.8147 | 174.2276 | 174.8101 | 174.7078 | 174.8154 | 171.4022 | 171.3855 | 174.8113 | 173.552 | 169.6356 | 169.6488 | 169.6488 | 171.3855 | 171.8281 | 171.2979
2020-05-06 12:12 | 0.20 | 182.0703 | 181.5412 | 183.1096 | 181.3935 | 183.1212 | 178.4147 | 178.5714 | 183.133 | 181.5789 | 183.0675 | 183.1631 | 183.1262 | 179.7103 | 179.7409 | 183.074 | 181.8356 | 176.1896 | 176.1655 | 176.1655 | 179.7409 | 179.1117 | 179.8663
2020-05-06 12:13 | 0.18 | 57.7705 | 57.7399 | 58.059 | 57.7354 | 58.0243 | 56.7754 | 57.077 | 57.9846 | 57.7409 | 58.1638 | 57.9716 | 58.0079 | 57.0128 | 56.9742 | 58.1493 | 59.3462 | 56.0827 | 56.2205 | 56.2205 | 56.9742 | 56.856 | 56.8418
2020-05-06 12:14 | 0.13 | 93.408 | 93.3711 | 93.8716 | 93.3605 | 93.8434 | 91.8181 | 92.3204 | 93.811 | 93.3733 | 93.9558 | 93.7923 | 93.8301 | 92.2563 | 92.2252 | 93.9442 | 94.6635 | 90.8914 | 91.0059 | 91.0059 | 92.2252 | 92.0963 | 92.1182
2020-05-06 12:15 | 0.11 | 57.2394 | 57.2112 | 57.5263 | 57.2056 | 57.4915 | 56.2535 | 56.5537 | 57.4519 | 57.2123 | 57.6311 | 57.4393 | 57.4752 | 56.4933 | 56.4546 | 57.6166 | 58.8139 | 55.565 | 55.7029 | 55.7029 | 56.4546 | 56.3313 | 56.3221
2020-05-06 12:16 | 0.11 | 26.5685 | 26.5359 | 26.7058 | 26.5257 | 26.6674 | 26.1014 | 26.1923 | 26.6236 | 26.5378 | 26.8223 | 26.6204 | 26.6493 | 26.1989 | 26.1565 | 26.8062 | 28.2739 | 25.6063 | 25.7573 | 25.7573 | 26.1565 | 26.0015 | 26.0123
2020-05-06 12:17 | 0.11 | 14.5701 | 14.5421 | 14.6461 | 14.5354 | 14.6069 | 14.3116 | 14.3426 | 14.5624 | 14.5434 | 14.7649 | 14.5611 | 14.5886 | 14.3417 | 14.2984 | 14.7484 | 16.2684 | 13.9147 | 14.0683 | 14.0683 | 14.2984 | 14.1536 | 14.1507
2020-05-06 12:18 | 0.11 | 1.6337 | 1.6261 | 1.6414 | 1.626 | 1.6283 | 1.6051 | 1.5996 | 1.6133 | 1.6261 | 1.6814 | 1.6128 | 1.6221 | 1.5915 | 1.5768 | 1.6758 | 2.3409 | 1.501 | 1.5526 | 1.5526 | 1.5768 | 1.5382 | 1.5265
2020-05-06 12:19 | 0.11 | 0 | 0 | 0 | 0 | 0 | 0 | 0 | 0 | 0 | 0 | 0 | 0 | 0 | 0 | 0 | 0 | 0 | 0 | 0 | 0 | 0 | 0
2020-05-06 12:20 | 0.11 | 0 | 0 | 0 | 0 | 0 | 0 | 0 | 0 | 0 | 0 | 0 | 0 | 0 | 0 | 0 | 0 | 0 | 0 | 0 | 0 | 0 | 0
2020-05-06 12:21 | 0.11 | 0 | 0 | 0 | 0 | 0 | 0 | 0 | 0 | 0 | 0 | 0 | 0 | 0 | 0 | 0 | 0 | 0 | 0 | 0 | 0 | 0 | 0
2020-05-06 12:22 | 0.12 | 0 | 0 | 0 | 0 | 0 | 0 | 0 | 0 | 0 | 0 | 0 | 0 | 0 | 0 | 0 | 0 | 0 | 0 | 0 | 0 | 0 | 0
2020-05-06 12:23 | 0.11 | 0 | 0 | 0 | 0 | 0 | 0 | 0 | 0 | 0 | 0 | 0 | 0 | 0 | 0 | 0 | 0 | 0 | 0 | 0 | 0 | 0 | 0
2020-05-06 12:24 | 0.14 | 0 | 0 | 0 | 0 | 0 | 0 | 0 | 0 | 0 | 0 | 0 | 0 | 0 | 0 | 0 | 0 | 0 | 0 | 0 | 0 | 0 | 0
2020-05-06 12:25 | 0.13 | 0 | 0 | 0 | 0 | 0 | 0 | 0 | 0 | 0 | 0 | 0 | 0 | 0 | 0 | 0 | 0 | 0 | 0 | 0 | 0 | 0 | 0
2020-05-06 12:26 | 0.13 | 0 | 0 | 0 | 0 | 0 | 0 | 0 | 0 | 0 | 0 | 0 | 0 | 0 | 0 | 0 | 0 | 0 | 0 | 0 | 0 | 0 | 0
2020-05-06 12:27 | 0.13 | 0 | 0 | 0 | 0 | 0 | 0 | 0 | 0 | 0 | 0 | 0 | 0 | 0 | 0 | 0 | 0 | 0 | 0 | 0 | 0 | 0 | 0
2020-05-06 12:28 | 0.14 | 0 | 0 | 0 | 0 | 0 | 0 | 0 | 0 | 0 | 0 | 0 | 0 | 0 | 0 | 0 | 0 | 0 | 0 | 0 | 0 | 0 | 0
2020-05-06 12:29 | 0.14 | 0.72274 | 0.72299 | 0.72682 | 0.72288 | 0.72023 | 0.71033 | 0.71342 | 0.71275 | 0.72287 | 0.74679 | 0.71225 | 0.71714 | 0.70376 | 0.6963 | 0.74402 | 1.2444 | 0.66032 | 0.68613 | 0.68613 | 0.6963 | 0.67711 | 0.67063
2020-05-06 12:30 | 0.14 | 24.7008 | 24.8697 | 24.8764 | 24.8704 | 24.8379 | 24.217 | 24.6802 | 24.7941 | 24.8641 | 24.9929 | 24.7767 | 24.8199 | 24.3899 | 24.3421 | 24.9767 | 26.4453 | 23.8795 | 24.0306 | 24.0306 | 24.3421 | 24.2197 | 24.1713
2020-05-06 12:31 | 0.16 | 27.6386 | 27.6371 | 27.7809 | 27.638 | 27.7426 | 27.1547 | 27.3256 | 27.6991 | 27.6364 | 27.8967 | 27.6898 | 27.7247 | 27.2362 | 27.1928 | 27.8806 | 29.3335 | 26.6959 | 26.8462 | 26.8462 | 27.1928 | 27.0879 | 27.0432
2020-05-06 12:32 | 0.18 | 28.5121 | 28.5315 | 28.6626 | 28.5347 | 28.6249 | 28.0091 | 28.2281 | 28.5821 | 28.5299 | 28.7765 | 28.5707 | 28.6073 | 28.1018 | 28.0584 | 28.7607 | 30.1682 | 27.5674 | 27.7154 | 27.7154 | 28.0584 | 27.964 | 27.9078
2020-05-06 12:33 | 0.17 | 4.9409 | 4.9229 | 4.9636 | 4.9235 | 4.9241 | 4.8563 | 4.8488 | 4.8792 | 4.9227 | 5.0834 | 4.8766 | 4.9056 | 4.8108 | 4.7665 | 5.0668 | 6.611 | 4.5492 | 4.704 | 4.704 | 4.7665 | 4.6584 | 4.6145
2020-05-06 12:34 | 0.17 | 21.7084 | 21.6933 | 21.8167 | 21.6945 | 21.778 | 21.3313 | 21.4393 | 21.7339 | 21.6929 | 21.9343 | 21.7266 | 21.7598 | 21.3715 | 21.3278 | 21.9179 | 23.4096 | 20.9047 | 21.057 | 21.057 | 21.3278 | 21.2245 | 21.178
2020-05-06 12:35 | 0.16 | 65.7075 | 65.6931 | 66.0283 | 65.6939 | 65.997 | 64.6021 | 64.9843 | 65.9611 | 65.6929 | 66.1222 | 65.9439 | 65.9822 | 64.8678 | 64.8323 | 66.1092 | 67.0539 | 63.904 | 64.0295 | 64.0295 | 64.8323 | 64.7465 | 64.7092
2020-05-06 12:36 | 0.17 | 284.5079 | 281.6487 | 286.4967 | 280.6661 | 286.5714 | 277.5096 | 273.1723 | 286.6534 | 281.881 | 286.2548 | 287.0652 | 286.6056 | 281.4461 | 281.6401 | 286.2898 | 284.9673 | 270.8405 | 270.6128 | 270.6128 | 281.6401 | 277.4414 | 282.4553
2020-05-06 12:37 | 0.17 | 274.8274 | 269.3199 | 276.9435 | 267.166 | 277.0073 | 267.7481 | 256.4673 | 277.0773 | 269.806 | 276.7361 | 278.0518 | 277.0365 | 274.2163 | 274.515 | 276.7662 | 274.7405 | 256.9056 | 256.727 | 256.727 | 274.515 | 265.0727 | 275.859
2020-05-06 12:38 | 0.20 | 239.2019 | 230.964 | 241.8782 | 226.441 | 241.9148 | 232.5012 | 211.4386 | 241.9546 | 231.8875 | 241.7568 | 243.9135 | 241.9315 | 245.1757 | 245.605 | 241.7746 | 239.2575 | 215.6249 | 215.5543 | 215.5543 | 245.605 | 225.6558 | 247.6192
2020-05-06 12:39 | 0.20 | 158.8222 | 154.8989 | 160.5249 | 152.4237 | 160.5199 | 154.7636 | 144.5284 | 160.5133 | 155.3878 | 160.5355 | 161.5636 | 160.5173 | 162.2027 | 162.397 | 160.5345 | 159.5522 | 145.7639 | 145.8128 | 145.8128 | 162.397 | 151.2816 | 163.3428
2020-05-06 12:40 | 0.18 | 63.7478 | 63.3498 | 64.1995 | 63.0411 | 64.167 | 62.4908 | 61.6676 | 64.1299 | 63.4078 | 64.2971 | 64.2455 | 64.1518 | 63.6542 | 63.6401 | 64.2837 | 65.3146 | 60.9211 | 61.0522 | 61.0522 | 63.6401 | 62.1457 | 63.6224
2020-05-06 12:41 | 0.18 | 16.8023 | 16.7785 | 16.887 | 16.7764 | 16.8479 | 16.5089 | 16.5678 | 16.8035 | 16.779 | 17.0055 | 16.7997 | 16.8296 | 16.5358 | 16.4923 | 16.989 | 18.5023 | 16.1075 | 16.2607 | 16.2607 | 16.4923 | 16.3687 | 16.3436
2020-05-06 12:42 | 0.15 | 1.3934 | 1.3856 | 1.4004 | 1.3855 | 1.3872 | 1.3696 | 1.3624 | 1.3722 | 1.3857 | 1.4403 | 1.3723 | 1.381 | 1.3595 | 1.3449 | 1.4347 | 2.0809 | 1.2678 | 1.3194 | 1.3194 | 1.3449 | 1.3013 | 1.2952
2020-05-06 12:43 | 0.15 | 0 | 0 | 0 | 0 | 0 | 0 | 0 | 0 | 0 | 0 | 0 | 0 | 0 | 0 | 0 | 0 | 0 | 0 | 0 | 0 | 0 | 0
2020-05-06 12:44 | 0.15 | 0 | 0 | 0 | 0 | 0 | 0 | 0 | 0 | 0 | 0 | 0 | 0 | 0 | 0 | 0 | 0 | 0 | 0 | 0 | 0 | 0 | 0
2020-05-06 12:45 | 0.22 | 0 | 0 | 0 | 0 | 0 | 0 | 0 | 0 | 0 | 0 | 0 | 0 | 0 | 0 | 0 | 0 | 0 | 0 | 0 | 0 | 0 | 0
2020-05-06 12:46 | 0.26 | 0 | 0 | 0 | 0 | 0 | 0 | 0 | 0 | 0 | 0 | 0 | 0 | 0 | 0 | 0 | 0 | 0 | 0 | 0 | 0 | 0 | 0
2020-05-06 12:47 | 0.28 | 0 | 0 | 0 | 0 | 0 | 0 | 0 | 0 | 0 | 0 | 0 | 0 | 0 | 0 | 0 | 0 | 0 | 0 | 0 | 0 | 0 | 0
2020-05-06 12:48 | 0.28 | 0 | 0 | 0 | 0 | 0 | 0 | 0 | 0 | 0 | 0 | 0 | 0 | 0 | 0 | 0 | 0 | 0 | 0 | 0 | 0 | 0 | 0
2020-05-06 12:49 | 0.28 | 0 | 0 | 0 | 0 | 0 | 0 | 0 | 0 | 0 | 0 | 0 | 0 | 0 | 0 | 0 | 0 | 0 | 0 | 0 | 0 | 0 | 0
2020-05-06 12:50 | 0.31 | 0 | 0 | 0 | 0 | 0 | 0 | 0 | 0 | 0 | 0 | 0 | 0 | 0 | 0 | 0 | 0 | 0 | 0 | 0 | 0 | 0 | 0
2020-05-06 12:51 | 0.30 | 0 | 0 | 0 | 0 | 0 | 0 | 0 | 0 | 0 | 0 | 0 | 0 | 0 | 0 | 0 | 0 | 0 | 0 | 0 | 0 | 0 | 0
2020-05-06 12:52 | 0.29 | 0 | 0 | 0 | 0 | 0 | 0 | 0 | 0 | 0 | 0 | 0 | 0 | 0 | 0 | 0 | 0 | 0 | 0 | 0 | 0 | 0 | 0
2020-05-06 12:53 | 0.28 | 0.76941 | 0.76927 | 0.77373 | 0.76899 | 0.76055 | 0.75692 | 0.75749 | 0.74556 | 0.76905 | 0.81371 | 0.74478 | 0.75436 | 0.73966 | 0.72473 | 0.80816 | 1.3534 | 0.66138 | 0.71303 | 0.71303 | 0.72473 | 0.68633 | 0.67344
2020-05-06 12:54 | 0.28 | 21.5596 | 26.9339 | 23.218 | 26.9741 | 23.1795 | 19.3819 | 29.518 | 23.1357 | 26.776 | 23.3347 | 22.8273 | 23.1614 | 22.8601 | 22.683 | 23.3185 | 24.791 | 22.4015 | 22.5527 | 22.5527 | 22.683 | 22.2374 | 21.8709
2020-05-06 12:55 | 0.28 | 100.7702 | 133.4873 | 110.4395 | 135.0037 | 110.4173 | 86.2518 | 151.0371 | 110.3916 | 132.3733 | 110.5045 | 107.9646 | 110.4067 | 104.954 | 104.0283 | 110.4957 | 110.772 | 110.5274 | 110.6159 | 110.6159 | 104.0283 | 108.2963 | 99.4291
2020-05-06 12:56 | 0.28 | 198.2854 | 235.7562 | 209.1251 | 238.8809 | 209.1415 | 179.6397 | 257.4131 | 209.1586 | 234.2664 | 209.068 | 205.7825 | 209.1487 | 196.5689 | 195.4688 | 209.0766 | 206.758 | 209.479 | 209.421 | 209.421 | 195.4688 | 207.5435 | 189.9307
2020-05-06 12:57 | 0.27 | 191.3621 | 203.5436 | 195.3282 | 204.9899 | 195.3393 | 182.9717 | 210.047 | 195.3505 | 202.9883 | 195.2881 | 194.0601 | 195.3441 | 187.5356 | 187.1647 | 195.2943 | 193.4539 | 192.1895 | 192.1579 | 192.1579 | 187.1647 | 193.136 | 185.2931
2020-05-06 12:58 | 0.24 | 248.3841 | 256.1268 | 251.6137 | 257.4988 | 251.6564 | 239.7765 | 259.1608 | 251.7029 | 255.702 | 251.473 | 250.6711 | 251.6758 | 242.0386 | 241.8215 | 251.4936 | 248.9059 | 245.0062 | 244.8654 | 244.8654 | 241.8215 | 247.8189 | 240.6665
2020-05-06 12:59 | 0.17 | 327.7353 | 332.5992 | 331.4319 | 333.5708 | 331.5334 | 316.3088 | 331.0253 | 331.6452 | 332.3162 | 331.1052 | 330.8755 | 331.58 | 319.206 | 319.1416 | 331.1523 | 329.421 | 317.5547 | 317.2199 | 317.2199 | 319.1416 | 323.6312 | 318.6407
2020-05-06 13:00 | 0.17 | 344.9807 | 341.9945 | 347.7888 | 340.849 | 347.9054 | 335.3479 | 331.4879 | 348.034 | 342.2561 | 347.4143 | 348.4802 | 347.959 | 340.63 | 340.8793 | 347.4683 | 346.2354 | 327.4033 | 327.036 | 327.036 | 340.8793 | 336.0189 | 341.8923
2020-05-06 13:01 | 0.17 | 180.7017 | 178.1017 | 182.0168 | 177.079 | 182.0411 | 176.2853 | 171.3569 | 182.0671 | 178.332 | 181.9346 | 182.515 | 182.052 | 179.676 | 179.8104 | 181.9468 | 181.797 | 170.6372 | 170.5836 | 170.5836 | 179.8104 | 175.2896 | 180.4207
2020-05-06 13:02 | 0.15 | 86.3212 | 86.004 | 86.8118 | 85.8298 | 86.7827 | 84.7456 | 84.4336 | 86.7495 | 86.0392 | 86.8983 | 86.8062 | 86.7691 | 85.5863 | 85.5683 | 86.8865 | 87.6621 | 83.3306 | 83.4487 | 83.4487 | 85.5683 | 84.6998 | 85.5266
2020-05-06 13:03 | 0.14 | 126.0271 | 124.5014 | 127.0635 | 123.4633 | 127.0456 | 123.3109 | 119.6331 | 127.0247 | 124.703 | 127.1148 | 127.4473 | 127.037 | 126.7964 | 126.8573 | 127.1079 | 127.067 | 119.107 | 119.19 | 119.19 | 126.8573 | 122.1169 | 127.1783
2020-05-06 13:04 | 0.13 | 87.6595 | 87.3623 | 88.2186 | 87.1016 | 88.1893 | 86.02 | 85.6264 | 88.1557 | 87.4103 | 88.3062 | 88.2443 | 88.1755 | 87.2017 | 87.1867 | 88.2942 | 89.0933 | 84.4716 | 84.5908 | 84.5908 | 87.1867 | 85.9051 | 87.1591
2020-05-06 13:05 | 0.12 | 23.5157 | 23.4912 | 23.6349 | 23.4879 | 23.5963 | 23.1054 | 23.2048 | 23.5523 | 23.4919 | 23.7519 | 23.5473 | 23.5781 | 23.1704 | 23.1275 | 23.7357 | 25.2165 | 22.6535 | 22.8052 | 22.8052 | 23.1275 | 22.9999 | 22.9806
2020-05-06 13:06 | 0.10 | 3.0952 | 3.0835 | 3.1109 | 3.0831 | 3.0911 | 3.0416 | 3.0372 | 3.0687 | 3.0837 | 3.1707 | 3.0686 | 3.0819 | 3.0321 | 3.0103 | 3.1624 | 4.0782 | 2.881 | 2.9583 | 2.9583 | 3.0103 | 2.9442 | 2.9358
2020-05-06 13:07 | 0.09 | 0 | 0 | 0 | 0 | 0 | 0 | 0 | 0 | 0 | 0 | 0 | 0 | 0 | 0 | 0 | 0 | 0 | 0 | 0 | 0 | 0 | 0
2020-05-06 13:08 | 0.09 | 0 | 0 | 0 | 0 | 0 | 0 | 0 | 0 | 0 | 0 | 0 | 0 | 0 | 0 | 0 | 0 | 0 | 0 | 0 | 0 | 0 | 0
2020-05-06 13:09 | 0.09 | 0 | 0 | 0 | 0 | 0 | 0 | 0 | 0 | 0 | 0 | 0 | 0 | 0 | 0 | 0 | 0 | 0 | 0 | 0 | 0 | 0 | 0
2020-05-06 13:10 | 0.09 | 0 | 0 | 0 | 0 | 0 | 0 | 0 | 0 | 0 | 0 | 0 | 0 | 0 | 0 | 0 | 0 | 0 | 0 | 0 | 0 | 0 | 0
2020-05-06 13:11 | 0.09 | 0 | 0 | 0 | 0 | 0 | 0 | 0 | 0 | 0 | 0 | 0 | 0 | 0 | 0 | 0 | 0 | 0 | 0 | 0 | 0 | 0 | 0
2020-05-06 13:12 | 0.09 | 0 | 0 | 0 | 0 | 0 | 0 | 0 | 0 | 0 | 0 | 0 | 0 | 0 | 0 | 0 | 0 | 0 | 0 | 0 | 0 | 0 | 0
2020-05-06 13:13 | 0.09 | 0 | 0 | 0 | 0 | 0 | 0 | 0 | 0 | 0 | 0 | 0 | 0 | 0 | 0 | 0 | 0 | 0 | 0 | 0 | 0 | 0 | 0
2020-05-06 13:14 | 0.09 | 0 | 0 | 0 | 0 | 0 | 0 | 0 | 0 | 0 | 0 | 0 | 0 | 0 | 0 | 0 | 0 | 0 | 0 | 0 | 0 | 0 | 0
2020-05-06 13:15 | 0.09 | 0 | 0 | 0 | 0 | 0 | 0 | 0 | 0 | 0 | 0 | 0 | 0 | 0 | 0 | 0 | 0 | 0 | 0 | 0 | 0 | 0 | 0
2020-05-06 13:16 | 0.10 | 0 | 0 | 0 | 0 | 0 | 0 | 0 | 0 | 0 | 0 | 0 | 0 | 0 | 0 | 0 | 0 | 0 | 0 | 0 | 0 | 0 | 0
2020-05-06 13:17 | 0.11 | 0.96826 | 6.3239 | 2.1866 | 6.1291 | 2.1735 | 0.64074 | 9.484 | 2.1585 | 6.1669 | 2.2265 | 1.955 | 2.1673 | 2.7883 | 2.6475 | 2.221 | 2.811 | 1.7863 | 1.8378 | 1.8378 | 2.6475 | 1.4946 | 2.0013
2020-05-06 13:18 | 0.11 | 35.2709 | 80.9081 | 48.4887 | 80.9025 | 48.4528 | 20.6917 | 104.0514 | 48.412 | 79.6088 | 48.5969 | 45.9775 | 48.436 | 49.3742 | 48.2106 | 48.5819 | 49.8588 | 47.1993 | 47.3406 | 47.3406 | 48.2106 | 43.832 | 42.517
2020-05-06 13:19 | 0.10 | 112.6615 | 162.3883 | 127.3786 | 164.3546 | 127.3602 | 91.2499 | 188.673 | 127.3387 | 160.7521 | 127.4316 | 123.7916 | 127.3514 | 120.7632 | 119.3904 | 127.4245 | 127.4228 | 127.9715 | 128.0453 | 128.0453 | 119.3904 | 124.2498 | 112.5407
2020-05-06 13:20 | 0.10 | 188.8207 | 227.6389 | 200.067 | 230.7569 | 200.0784 | 169.6787 | 249.9653 | 200.0901 | 226.1137 | 200.0257 | 196.6449 | 200.0834 | 187.6195 | 186.4815 | 200.032 | 197.8851 | 200.424 | 200.3848 | 200.3848 | 186.4815 | 198.3565 | 180.762
2020-05-06 13:21 | 0.11 | 251.6812 | 278.6421 | 259.7152 | 281.9441 | 259.7615 | 235.419 | 294.6786 | 259.8119 | 277.3997 | 259.5632 | 256.9416 | 259.7826 | 244.4784 | 243.6715 | 259.5854 | 256.6865 | 257.2914 | 257.1267 | 257.1267 | 243.6715 | 257.5716 | 239.5644
2020-05-06 13:22 | 0.12 | 293.7827 | 309.2618 | 299.309 | 311.7948 | 299.3839 | 280.0948 | 317.1212 | 299.4661 | 308.4467 | 299.0665 | 297.5242 | 299.4181 | 284.2961 | 283.8552 | 299.1016 | 296.6723 | 291.8794 | 291.6222 | 291.6222 | 283.8552 | 294.9609 | 281.5324
2020-05-06 13:23 | 0.12 | 319.1288 | 324.4774 | 323.0672 | 325.419 | 323.1615 | 307.2401 | 322.9191 | 323.2652 | 324.1856 | 322.7634 | 322.4768 | 323.2047 | 310.6697 | 310.5867 | 322.8072 | 320.8664 | 308.6002 | 308.2933 | 308.2933 | 310.5867 | 314.8581 | 310.0061
2020-05-06 13:24 | 0.12 | 364.9447 | 361.4599 | 368.4272 | 359.9472 | 368.5594 | 353.2951 | 348.5982 | 368.7098 | 361.7921 | 368.0772 | 369.2914 | 368.622 | 360.2136 | 360.5121 | 368.1276 | 367.5009 | 343.5314 | 343.1093 | 343.1093 | 360.5121 | 353.9955 | 361.7319
2020-05-06 13:25 | 0.12 | 299.426 | 289.0353 | 302.7199 | 284.4376 | 302.7975 | 289.3839 | 265.7447 | 302.8828 | 290.0332 | 302.4686 | 304.9561 | 302.8331 | 302.3524 | 302.8909 | 302.505 | 300.1456 | 269.2739 | 269.0782 | 269.0782 | 302.8909 | 282.5663 | 305.378
2020-05-06 13:26 | 0.12 | 258.3778 | 243.8224 | 262.4877 | 235.8687 | 262.5364 | 248.6165 | 210.7395 | 262.5895 | 245.4484 | 262.328 | 266.0746 | 262.5586 | 270.3252 | 271.0673 | 262.3513 | 259.5493 | 219.672 | 219.5923 | 219.5923 | 271.0673 | 235.8731 | 274.5804
2020-05-06 13:27 | 0.11 | 201.6741 | 183.0986 | 208.0346 | 169.8527 | 208.0501 | 190.5435 | 135.4995 | 208.0663 | 185.6389 | 207.9802 | 213.598 | 208.0569 | 227.6988 | 228.6978 | 207.9884 | 205.6036 | 149.0763 | 149.1223 | 149.1223 | 228.6978 | 170.2542 | 233.4888
2020-05-06 13:28 | 0.11 | 127.4971 | 109.8255 | 136.4943 | 92.6772 | 136.4789 | 115.2477 | 57.0944 | 136.4608 | 112.9544 | 136.5377 | 143.5133 | 136.4715 | 167.4561 | 168.5669 | 136.532 | 136.3096 | 69.029 | 69.1579 | 69.1579 | 168.5669 | 91.2548 | 173.9268
2020-05-06 13:29 | 0.11 | 48.3322 | 38.0291 | 57.8477 | 24.6876 | 57.8131 | 38.1603 | 10.9903 | 57.7736 | 40.6079 | 57.9521 | 64.5061 | 57.7968 | 93.0969 | 94.0849 | 57.9377 | 59.1254 | 13.1713 | 13.3249 | 13.3249 | 94.0849 | 22.1977 | 98.8806
2020-05-06 13:30 | 0.11 | 3.6517 | 2.798 | 5.8051 | 2.2215 | 5.7788 | 2.5094 | 2.2075 | 5.749 | 3.0982 | 5.8846 | 7.4836 | 5.7665 | 17.6109 | 17.9037 | 5.8736 | 6.896 | 2.0924 | 2.1698 | 2.1698 | 17.9037 | 2.1186 | 19.3566
2020-05-06 13:31 | 0.11 | 0 | 0 | 0 | 0 | 0 | 0 | 0 | 0 | 0 | 0 | 0 | 0 | 0 | 0 | 0 | 0 | 0 | 0 | 0 | 0 | 0 | 0
2020-05-06 13:32 | 0.11 | 0 | 0 | 0 | 0 | 0 | 0 | 0 | 0 | 0 | 0 | 0 | 0 | 0 | 0 | 0 | 0 | 0 | 0 | 0 | 0 | 0 | 0
2020-05-06 13:33 | 0.09 | 0 | 0 | 0 | 0 | 0 | 0 | 0 | 0 | 0 | 0 | 0 | 0 | 0 | 0 | 0 | 0 | 0 | 0 | 0 | 0 | 0 | 0
2020-05-06 13:34 | 0.10 | 0 | 0 | 0 | 0 | 0 | 0 | 0 | 0 | 0 | 0 | 0 | 0 | 0 | 0 | 0 | 0 | 0 | 0 | 0 | 0 | 0 | 0
2020-05-06 13:35 | 0.11 | 0 | 0 | 0 | 0 | 0 | 0 | 0 | 0 | 0 | 0 | 0 | 0 | 0 | 0 | 0 | 0 | 0 | 0 | 0 | 0 | 0 | 0
2020-05-06 13:36 | 0.10 | 0 | 0 | 0 | 0 | 0 | 0 | 0 | 0 | 0 | 0 | 0 | 0 | 0 | 0 | 0 | 0 | 0 | 0 | 0 | 0 | 0 | 0
2020-05-06 13:37 | 0.14 | 0 | 0 | 0 | 0 | 0 | 0 | 0 | 0 | 0 | 0 | 0 | 0 | 0 | 0 | 0 | 0 | 0 | 0 | 0 | 0 | 0 | 0
2020-05-06 13:38 | 0.17 | 0 | 0 | 0 | 0 | 0 | 0 | 0 | 0 | 0 | 0 | 0 | 0 | 0 | 0 | 0 | 0 | 0 | 0 | 0 | 0 | 0 | 0
2020-05-06 13:39 | 0.16 | 0 | 0 | 0 | 0 | 0 | 0 | 0 | 0 | 0 | 0 | 0 | 0 | 0 | 0 | 0 | 0 | 0 | 0 | 0 | 0 | 0 | 0
2020-05-06 13:40 | 0.16 | 0 | 0 | 0 | 0 | 0 | 0 | 0 | 0 | 0 | 0 | 0 | 0 | 0 | 0 | 0 | 0 | 0 | 0 | 0 | 0 | 0 | 0
2020-05-06 13:41 | 0.16 | 2.1161 | 7.0491 | 3.2673 | 6.8479 | 3.2541 | 1.7601 | 9.9759 | 3.2392 | 6.9016 | 3.307 | 3.0548 | 3.248 | 3.8092 | 3.6804 | 3.3015 | 3.9364 | 2.8373 | 2.8887 | 2.8887 | 3.6804 | 2.5898 | 3.0873
2020-05-06 13:42 | 0.15 | 36.2231 | 79.5548 | 48.8438 | 79.4766 | 48.808 | 22.2396 | 101.3757 | 48.7671 | 78.3316 | 48.9521 | 46.482 | 48.7911 | 49.8106 | 48.707 | 48.9371 | 50.2141 | 47.3024 | 47.4439 | 47.4439 | 48.707 | 44.2047 | 43.3067
2020-05-06 13:43 | 0.19 | 113.5591 | 162.7635 | 128.1953 | 164.6116 | 128.1772 | 92.2957 | 188.5785 | 128.1561 | 161.1583 | 128.2474 | 124.6873 | 128.1686 | 121.8763 | 120.524 | 128.2404 | 128.2169 | 128.3994 | 128.4724 | 128.4724 | 120.524 | 124.8317 | 113.7761
2020-05-06 13:44 | 0.22 | 188.746 | 228.0414 | 200.1984 | 231.084 | 200.2098 | 169.3502 | 250.4266 | 200.2215 | 226.5152 | 200.1569 | 196.7809 | 200.2148 | 187.9568 | 186.8111 | 200.1633 | 198.0056 | 200.2842 | 200.2454 | 200.2454 | 186.8111 | 198.2524 | 181.0522
2020-05-06 13:45 | 0.27 | 249.8456 | 277.068 | 258.0139 | 280.2844 | 258.0591 | 233.4505 | 293.0582 | 258.1082 | 275.8319 | 257.8657 | 255.2581 | 258.0796 | 243.0384 | 242.2284 | 257.8873 | 254.9739 | 255.3535 | 255.1938 | 255.1938 | 242.2284 | 255.6684 | 238.1065
2020-05-06 13:46 | 0.25 | 292.5332 | 308.2257 | 298.1746 | 310.6749 | 298.2486 | 278.736 | 316.0221 | 298.3299 | 307.418 | 297.9348 | 296.4088 | 298.2825 | 283.4125 | 282.9695 | 297.9695 | 295.5244 | 290.5332 | 290.2797 | 290.2797 | 282.9695 | 293.6461 | 280.6354
2020-05-06 13:47 | 0.25 | 319.2597 | 324.8423 | 323.3092 | 325.7097 | 323.4037 | 307.2659 | 323.2604 | 323.5076 | 324.5555 | 323.0047 | 322.7352 | 323.447 | 311.142 | 311.0568 | 323.0487 | 321.1126 | 308.6716 | 308.3645 | 308.3645 | 311.0568 | 314.95 | 310.4637
2020-05-06 13:48 | 0.25 | 364.4632 | 361.2509 | 368.0526 | 359.6788 | 368.1595 | 352.7049 | 348.4158 | 368.2774 | 361.5841 | 367.7096 | 368.8651 | 368.2086 | 359.9949 | 360.2738 | 367.759 | 367.0605 | 343.0285 | 342.6067 | 342.6067 | 360.2738 | 353.4708 | 361.468
2020-05-06 13:49 | 0.27 | 300.8773 | 290.5808 | 304.3191 | 285.8535 | 304.3981 | 290.6013 | 266.9445 | 304.4848 | 291.5958 | 304.0639 | 306.5967 | 304.4342 | 304.1424 | 304.6853 | 304.1008 | 301.7706 | 270.2475 | 270.0492 | 270.0492 | 304.6853 | 283.754 | 307.1902
2020-05-06 13:50 | 0.21 | 259.9096 | 244.3323 | 264.3869 | 235.5918 | 264.4364 | 249.5191 | 208.366 | 264.4903 | 246.1064 | 264.2251 | 268.2846 | 264.4589 | 273.385 | 274.1812 | 264.2487 | 261.3812 | 218.1016 | 218.027 | 218.027 | 274.1812 | 235.5926 | 277.9528
2020-05-06 13:51 | 0.20 | 203.6772 | 184.9208 | 210.2798 | 171.2938 | 210.2964 | 192.1986 | 136.1217 | 210.314 | 187.523 | 210.2216 | 215.9733 | 210.3039 | 230.5299 | 231.5464 | 210.2304 | 207.7835 | 149.7675 | 149.8126 | 149.8126 | 231.5464 | 171.4993 | 236.4173
2020-05-06 13:52 | 0.16 | 129.8862 | 111.596 | 139.4176 | 93.5195 | 139.4032 | 116.9496 | 56.1598 | 139.3862 | 114.8828 | 139.458 | 146.781 | 139.3963 | 171.9895 | 173.1481 | 139.4527 | 139.1577 | 68.4642 | 68.5934 | 68.5934 | 173.1481 | 91.8322 | 178.7324
2020-05-06 13:53 | 0.13 | 49.3516 | 38.4561 | 59.4467 | 24.0912 | 59.4125 | 38.4899 | 8.9201 | 59.3735 | 41.2043 | 59.5498 | 66.4726 | 59.3964 | 96.4652 | 97.5009 | 59.5356 | 60.6935 | 11.3333 | 11.4872 | 11.4872 | 97.5009 | 21.293 | 102.521
2020-05-06 13:54 | 0.13 | 2.6156 | 2.4492 | 2.9852 | 2.3267 | 2.9655 | 2.365 | 2.293 | 2.943 | 2.5051 | 3.045 | 3.2142 | 2.9562 | 4.8226 | 4.8468 | 3.0367 | 4.0132 | 2.1526 | 2.23 | 2.23 | 4.8468 | 2.2015 | 5.0053
2020-05-06 13:55 | 0.13 | 0 | 0 | 0 | 0 | 0 | 0 | 0 | 0 | 0 | 0 | 0 | 0 | 0 | 0 | 0 | 0 | 0 | 0 | 0 | 0 | 0 | 0
2020-05-06 13:56 | 0.12 | 0 | 0 | 0 | 0 | 0 | 0 | 0 | 0 | 0 | 0 | 0 | 0 | 0 | 0 | 0 | 0 | 0 | 0 | 0 | 0 | 0 | 0
2020-05-06 13:57 | 0.12 | 0 | 0 | 0 | 0 | 0 | 0 | 0 | 0 | 0 | 0 | 0 | 0 | 0 | 0 | 0 | 0 | 0 | 0 | 0 | 0 | 0 | 0
2020-05-06 13:58 | 0.13 | 0 | 0 | 0 | 0 | 0 | 0 | 0 | 0 | 0 | 0 | 0 | 0 | 0 | 0 | 0 | 0 | 0 | 0 | 0 | 0 | 0 | 0
2020-05-06 13:59 | 0.12 | 0 | 0 | 0 | 0 | 0 | 0 | 0 | 0 | 0 | 0 | 0 | 0 | 0 | 0 | 0 | 0 | 0 | 0 | 0 | 0 | 0 | 0
2020-05-06 14:00 | 0.10 | 0 | 0 | 0 | 0 | 0 | 0 | 0 | 0 | 0 | 0 | 0 | 0 | 0 | 0 | 0 | 0 | 0 | 0 | 0 | 0 | 0 | 0
2020-05-06 14:01 | 0.13 | 0 | 0 | 0 | 0 | 0 | 0 | 0 | 0 | 0 | 0 | 0 | 0 | 0 | 0 | 0 | 0 | 0 | 0 | 0 | 0 | 0 | 0
2020-05-06 14:02 | 0.12 | 0 | 0 | 0 | 0 | 0 | 0 | 0 | 0 | 0 | 0 | 0 | 0 | 0 | 0 | 0 | 0 | 0 | 0 | 0 | 0 | 0 | 0
2020-05-06 14:03 | 0.09 | 0 | 0 | 0 | 0 | 0 | 0 | 0 | 0 | 0 | 0 | 0 | 0 | 0 | 0 | 0 | 0 | 0 | 0 | 0 | 0 | 0 | 0
2020-05-06 14:04 | 0.09 | 0 | 0 | 0 | 0 | 0 | 0 | 0 | 0 | 0 | 0 | 0 | 0 | 0 | 0 | 0 | 0 | 0 | 0 | 0 | 0 | 0 | 0
2020-05-06 14:05 | 0.09 | 0.35417 | 0.35426 | 0.35623 | 0.35412 | 0.34963 | 0.3486 | 0.34881 | 0.34214 | 0.35415 | 0.37622 | 0.34175 | 0.34654 | 0.33998 | 0.33251 | 0.37344 | 0.63145 | 0.30132 | 0.32715 | 0.32715 | 0.33251 | 0.31323 | 0.30684
2020-05-06 14:06 | 0.09 | 24.5719 | 24.6396 | 24.7187 | 24.6396 | 24.6803 | 24.1205 | 24.3964 | 24.6366 | 24.6371 | 24.8351 | 24.6248 | 24.6623 | 24.2336 | 24.1884 | 24.819 | 26.2853 | 23.7246 | 23.8756 | 23.8756 | 24.1884 | 24.0719 | 24.0299
2020-05-06 14:07 | 0.09 | 74.1159 | 89.0055 | 78.7556 | 89.4973 | 78.7248 | 67.079 | 96.3809 | 78.6895 | 88.5258 | 78.8478 | 77.6638 | 78.7103 | 76.3679 | 75.9367 | 78.8351 | 79.7415 | 77.3105 | 77.433 | 77.433 | 75.9367 | 76.7922 | 73.8319
2020-05-06 14:08 | 0.09 | 102.6991 | 108.8858 | 104.8493 | 109.3697 | 104.8257 | 98.4599 | 111.7154 | 104.7986 | 108.6419 | 104.9184 | 104.2436 | 104.8146 | 101.6686 | 101.4625 | 104.909 | 105.2825 | 102.5328 | 102.629 | 102.629 | 101.4625 | 103.151 | 100.4729
2020-05-06 14:09 | 0.09 | 155.3017 | 159.5724 | 157.1443 | 160.1315 | 157.1457 | 150.701 | 160.9361 | 157.1463 | 159.3694 | 157.1345 | 156.6503 | 157.1461 | 152.5879 | 152.4508 | 157.1364 | 156.8788 | 153.2713 | 153.2773 | 153.2773 | 152.4508 | 154.7899 | 151.7623
2020-05-06 14:10 | 0.11 | 274.6699 | 285.9088 | 279.0338 | 287.5738 | 279.0965 | 263.8665 | 290.7397 | 279.1651 | 285.3437 | 278.83 | 277.8145 | 279.1251 | 267.8447 | 267.5444 | 278.8596 | 276.6005 | 271.7723 | 271.5596 | 271.5596 | 267.5444 | 274.7268 | 265.9369
2020-05-06 14:11 | 0.15 | 260.5448 | 262.5249 | 262.7161 | 262.7919 | 262.7692 | 253.8524 | 260.3562 | 262.8272 | 262.4297 | 262.5427 | 262.5353 | 262.7934 | 256.1175 | 256.1103 | 262.568 | 260.2972 | 253.3217 | 253.1509 | 253.1509 | 256.1103 | 257.3296 | 255.9744
2020-05-06 14:12 | 0.17 | 167.2291 | 166.8794 | 168.3342 | 166.6759 | 168.3335 | 163.568 | 163.9351 | 168.3317 | 166.9205 | 168.3309 | 168.3739 | 168.3329 | 165.1554 | 165.1707 | 168.3319 | 167.1238 | 161.3352 | 161.3548 | 161.3548 | 165.1707 | 164.2271 | 165.2417
2020-05-06 14:13 | 0.17 | 226.9082 | 220.5565 | 229.272 | 217.473 | 229.3122 | 220.0412 | 205.3184 | 229.3559 | 221.208 | 229.1394 | 230.7121 | 229.3305 | 229.106 | 229.4382 | 229.1588 | 228.125 | 206.949 | 206.8631 | 206.8631 | 229.4382 | 215.7389 | 230.9812
2020-05-06 14:14 | 0.16 | 248.584 | 238.0832 | 251.9672 | 232.2838 | 252.0152 | 240.2178 | 213.284 | 252.0676 | 239.2661 | 251.8098 | 254.5917 | 252.0371 | 256.5533 | 257.1076 | 251.8327 | 249.9706 | 218.6999 | 218.6095 | 218.6095 | 257.1076 | 231.3881 | 259.7098
2020-05-06 14:15 | 0.16 | 204.4954 | 188.2179 | 210.5076 | 176.2718 | 210.5247 | 193.8937 | 145.4387 | 210.5426 | 190.4968 | 210.4484 | 215.5282 | 210.5322 | 228.0655 | 228.9657 | 210.4573 | 208.0714 | 156.707 | 156.742 | 156.742 | 228.9657 | 175.985 | 233.2771
2020-05-06 14:16 | 0.16 | 133.5476 | 118.7692 | 141.7832 | 103.7042 | 141.7691 | 122.2493 | 72.8028 | 141.7525 | 121.4992 | 141.8225 | 147.9428 | 141.7624 | 169.0164 | 169.9843 | 141.8174 | 141.4986 | 82.1196 | 82.2395 | 82.2395 | 169.9843 | 101.6738 | 174.6551
2020-05-06 14:17 | 0.16 | 56.2013 | 45.9788 | 65.9771 | 32.1067 | 65.944 | 45.5931 | 16.9857 | 65.9062 | 48.6144 | 66.0767 | 72.6926 | 65.9284 | 101.3879 | 102.3772 | 66.063 | 67.1399 | 19.2783 | 19.4306 | 19.4306 | 102.3772 | 29.1816 | 107.1736
2020-05-06 14:18 | 0.16 | 4.7706 | 4.3806 | 5.9428 | 4.1076 | 5.9165 | 4.187 | 4.0581 | 5.8867 | 4.5164 | 6.0224 | 6.8205 | 5.9042 | 12.2897 | 12.4323 | 6.0114 | 7.0354 | 3.865 | 3.9681 | 3.9681 | 12.4323 | 3.9356 | 13.1607
2020-05-06 14:19 | 0.16 | 0 | 0 | 0 | 0 | 0 | 0 | 0 | 0 | 0 | 0 | 0 | 0 | 0 | 0 | 0 | 0 | 0 | 0 | 0 | 0 | 0 | 0
2020-05-06 14:20 | 0.15 | 0 | 0 | 0 | 0 | 0 | 0 | 0 | 0 | 0 | 0 | 0 | 0 | 0 | 0 | 0 | 0 | 0 | 0 | 0 | 0 | 0 | 0
2020-05-06 14:21 | 0.15 | 0 | 0 | 0 | 0 | 0 | 0 | 0 | 0 | 0 | 0 | 0 | 0 | 0 | 0 | 0 | 0 | 0 | 0 | 0 | 0 | 0 | 0
2020-05-06 14:22 | 0.15 | 0 | 0 | 0 | 0 | 0 | 0 | 0 | 0 | 0 | 0 | 0 | 0 | 0 | 0 | 0 | 0 | 0 | 0 | 0 | 0 | 0 | 0
2020-05-06 14:23 | 0.16 | 0 | 0 | 0 | 0 | 0 | 0 | 0 | 0 | 0 | 0 | 0 | 0 | 0 | 0 | 0 | 0 | 0 | 0 | 0 | 0 | 0 | 0
2020-05-06 14:24 | 0.16 | 0 | 0 | 0 | 0 | 0 | 0 | 0 | 0 | 0 | 0 | 0 | 0 | 0 | 0 | 0 | 0 | 0 | 0 | 0 | 0 | 0 | 0
2020-05-06 14:25 | 0.15 | 0 | 0 | 0 | 0 | 0 | 0 | 0 | 0 | 0 | 0 | 0 | 0 | 0 | 0 | 0 | 0 | 0 | 0 | 0 | 0 | 0 | 0
2020-05-06 14:26 | 0.15 | 0 | 0 | 0 | 0 | 0 | 0 | 0 | 0 | 0 | 0 | 0 | 0 | 0 | 0 | 0 | 0 | 0 | 0 | 0 | 0 | 0 | 0
2020-05-06 14:27 | 0.14 | 0 | 0 | 0 | 0 | 0 | 0 | 0 | 0 | 0 | 0 | 0 | 0 | 0 | 0 | 0 | 0 | 0 | 0 | 0 | 0 | 0 | 0
2020-05-06 14:28 | 0.15 | 0 | 0 | 0 | 0 | 0 | 0 | 0 | 0 | 0 | 0 | 0 | 0 | 0 | 0 | 0 | 0 | 0 | 0 | 0 | 0 | 0 | 0
2020-05-06 14:29 | 0.19 | 1.1533 | 1.1871 | 1.1674 | 1.1854 | 1.1542 | 1.1323 | 1.1903 | 1.1392 | 1.1859 | 1.2073 | 1.1371 | 1.148 | 1.1314 | 1.1157 | 1.2018 | 1.7171 | 1.0416 | 1.0932 | 1.0932 | 1.1157 | 1.0694 | 1.0606
2020-05-06 14:30 | 0.19 | 13.9969 | 15.5189 | 14.505 | 15.5065 | 14.4659 | 13.3076 | 16.1389 | 14.4214 | 15.4759 | 14.6235 | 14.3401 | 14.4476 | 14.2815 | 14.2004 | 14.6071 | 16.1224 | 13.791 | 13.9444 | 13.9444 | 14.2004 | 13.8934 | 13.8664
2020-05-06 14:31 | 0.19 | 140.3168 | 185.5728 | 154.0362 | 187.1601 | 154.0277 | 120.0316 | 208.7448 | 154.0173 | 184.1144 | 154.0579 | 150.8632 | 154.0235 | 147.9662 | 146.7357 | 154.0552 | 153.3281 | 152.9438 | 152.9822 | 152.9822 | 146.7357 | 150.1574 | 140.5736
2020-05-06 14:32 | 0.19 | 182.0953 | 214.1144 | 191.6953 | 216.3391 | 191.7031 | 165.8703 | 231.6427 | 191.7107 | 212.9091 | 191.6653 | 189.0108 | 191.7064 | 182.135 | 181.2166 | 191.67 | 189.7855 | 190.3946 | 190.3719 | 190.3719 | 181.2166 | 189.1888 | 176.5996
2020-05-06 14:33 | 0.19 | 250.2893 | 272.4672 | 257.2512 | 274.9302 | 257.2966 | 236.1913 | 284.7745 | 257.3461 | 271.4829 | 257.1022 | 255.0853 | 257.3173 | 244.842 | 244.2036 | 257.1239 | 254.2761 | 253.3984 | 253.2407 | 253.2407 | 244.2036 | 254.3015 | 240.9355
2020-05-06 14:34 | 0.18 | 286.5391 | 302.0377 | 292.2154 | 304.2476 | 292.2848 | 272.9476 | 309.3624 | 292.3609 | 301.2721 | 291.9903 | 290.5478 | 292.3165 | 278.3388 | 277.9089 | 292.0229 | 289.4752 | 284.2431 | 284.0076 | 284.0076 | 277.9089 | 287.3931 | 275.6465
2020-05-06 14:35 | 0.20 | 313.7134 | 319.6592 | 317.9274 | 320.3828 | 318.0173 | 301.6548 | 318.0342 | 318.1162 | 319.3846 | 317.6373 | 317.3811 | 318.0585 | 306.2938 | 306.2019 | 317.6792 | 315.6184 | 303.0885 | 302.7984 | 302.7984 | 306.2019 | 309.3455 | 305.5815
2020-05-06 14:36 | 0.21 | 356.0213 | 353.418 | 359.7208 | 351.7928 | 359.8196 | 344.3804 | 341.0228 | 359.9285 | 353.7423 | 359.4037 | 360.5095 | 359.8649 | 352.1877 | 352.431 | 359.4494 | 358.469 | 335.1471 | 334.7512 | 334.7512 | 352.431 | 345.295 | 353.5343
2020-05-06 14:37 | 0.20 | 299.7991 | 290.6488 | 303.2741 | 286.1447 | 303.3523 | 289.7572 | 268.4919 | 303.4382 | 291.5973 | 303.0211 | 305.4168 | 303.3881 | 303.1437 | 303.6484 | 303.0577 | 300.7183 | 270.8225 | 270.6224 | 270.6224 | 303.6484 | 283.6325 | 305.9661
2020-05-06 14:38 | 0.21 | 266.703 | 253.1978 | 271.0133 | 245.3304 | 271.0676 | 256.7358 | 220.8969 | 271.127 | 254.7803 | 270.8359 | 274.5184 | 271.0924 | 278.7905 | 279.508 | 270.8617 | 268.0846 | 228.6747 | 228.5767 | 228.5767 | 279.508 | 244.6611 | 282.8879
2020-05-06 14:39 | 0.23 | 175.7616 | 165.551 | 179.9571 | 157.8002 | 179.9598 | 168.1611 | 137.7414 | 179.9618 | 167.0206 | 179.9431 | 183.189 | 179.9608 | 190.886 | 191.4562 | 179.9456 | 178.4632 | 144.0196 | 144.0728 | 144.0728 | 191.4562 | 156.8699 | 194.1994
2020-05-06 14:40 | 0.22 | 143.2675 | 127.783 | 151.8348 | 112.0232 | 151.8247 | 131.4036 | 79.1582 | 151.8125 | 130.6334 | 151.8614 | 158.2381 | 151.8198 | 179.93 | 180.9392 | 151.8581 | 151.2457 | 89.1358 | 89.2501 | 89.2501 | 180.9392 | 109.8883 | 185.7992
2020-05-06 14:41 | 0.16 | 50.8394 | 46.337 | 55.677 | 39.7947 | 55.6419 | 45.3678 | 33.1744 | 55.6018 | 47.5745 | 55.783 | 58.805 | 55.6254 | 72.2213 | 72.6643 | 55.7683 | 56.9929 | 33.2894 | 33.4376 | 33.4376 | 72.6643 | 37.8483 | 74.8439
2020-05-06 14:42 | 0.13 | 5.7377 | 5.5507 | 6.189 | 5.3778 | 6.1628 | 5.3954 | 5.3074 | 6.133 | 5.6148 | 6.2685 | 6.4544 | 6.1505 | 8.2027 | 8.2301 | 6.2575 | 7.2788 | 5.0875 | 5.1904 | 5.1904 | 8.2301 | 5.1824 | 8.4032
2020-05-06 14:43 | 0.13 | 0 | 0 | 0 | 0 | 0 | 0 | 0 | 0 | 0 | 0 | 0 | 0 | 0 | 0 | 0 | 0 | 0 | 0 | 0 | 0 | 0 | 0
2020-05-06 14:44 | 0.14 | 0 | 0 | 0 | 0 | 0 | 0 | 0 | 0 | 0 | 0 | 0 | 0 | 0 | 0 | 0 | 0 | 0 | 0 | 0 | 0 | 0 | 0
2020-05-06 14:45 | 0.18 | 0 | 0 | 0 | 0 | 0 | 0 | 0 | 0 | 0 | 0 | 0 | 0 | 0 | 0 | 0 | 0 | 0 | 0 | 0 | 0 | 0 | 0
2020-05-06 14:46 | 0.17 | 0 | 0 | 0 | 0 | 0 | 0 | 0 | 0 | 0 | 0 | 0 | 0 | 0 | 0 | 0 | 0 | 0 | 0 | 0 | 0 | 0 | 0
2020-05-06 14:47 | 0.16 | 0 | 0 | 0 | 0 | 0 | 0 | 0 | 0 | 0 | 0 | 0 | 0 | 0 | 0 | 0 | 0 | 0 | 0 | 0 | 0 | 0 | 0
2020-05-06 14:48 | 0.16 | 0 | 0 | 0 | 0 | 0 | 0 | 0 | 0 | 0 | 0 | 0 | 0 | 0 | 0 | 0 | 0 | 0 | 0 | 0 | 0 | 0 | 0
2020-05-06 14:49 | 0.16 | 0 | 0 | 0 | 0 | 0 | 0 | 0 | 0 | 0 | 0 | 0 | 0 | 0 | 0 | 0 | 0 | 0 | 0 | 0 | 0 | 0 | 0
2020-05-06 14:50 | 0.16 | 0 | 0 | 0 | 0 | 0 | 0 | 0 | 0 | 0 | 0 | 0 | 0 | 0 | 0 | 0 | 0 | 0 | 0 | 0 | 0 | 0 | 0
2020-05-06 14:51 | 0.16 | 0 | 0 | 0 | 0 | 0 | 0 | 0 | 0 | 0 | 0 | 0 | 0 | 0 | 0 | 0 | 0 | 0 | 0 | 0 | 0 | 0 | 0
2020-05-06 14:52 | 0.17 | 0 | 0 | 0 | 0 | 0 | 0 | 0 | 0 | 0 | 0 | 0 | 0 | 0 | 0 | 0 | 0 | 0 | 0 | 0 | 0 | 0 | 0
2020-05-06 14:53 | 0.16 | 1.1563 | 7.3646 | 2.5295 | 7.0624 | 2.5164 | 0.87427 | 11.0568 | 2.5014 | 7.1816 | 2.5694 | 2.2829 | 2.5102 | 3.3413 | 3.1803 | 2.5638 | 3.2123 | 1.9757 | 2.0273 | 2.0273 | 3.1803 | 1.6821 | 2.439
2020-05-06 14:54 | 0.14 | 33.7124 | 77.7347 | 46.6384 | 77.4188 | 46.6022 | 19.6969 | 99.4171 | 46.5611 | 76.5271 | 46.7475 | 44.3251 | 46.5853 | 48.2417 | 47.1282 | 46.7324 | 48.0293 | 44.4808 | 44.6235 | 44.6235 | 47.1282 | 41.4917 | 41.6775
2020-05-06 14:55 | 0.13 | 108.709 | 158.2457 | 123.6617 | 159.7992 | 123.6421 | 87.163 | 183.5138 | 123.6193 | 156.6814 | 123.7185 | 120.2455 | 123.6328 | 118.1994 | 116.8502 | 123.7109 | 123.7974 | 123.0832 | 123.1629 | 123.1629 | 116.8502 | 119.6685 | 110.1144
2020-05-06 14:56 | 0.13 | 183.2255 | 222.0054 | 194.7441 | 224.696 | 194.7528 | 163.9122 | 243.3836 | 194.7615 | 220.5511 | 194.7112 | 191.4846 | 194.7566 | 183.5592 | 182.4394 | 194.7164 | 192.7273 | 194.0325 | 194.0055 | 194.0055 | 182.4394 | 192.2093 | 176.808
2020-05-06 14:57 | 0.13 | 242.2138 | 268.8721 | 250.3935 | 271.7069 | 250.4336 | 226.0907 | 283.8981 | 250.4772 | 267.7125 | 250.2611 | 247.806 | 250.4518 | 236.6955 | 235.9113 | 250.2805 | 247.3218 | 247.1267 | 246.9873 | 246.9873 | 235.9113 | 247.562 | 231.9216
2020-05-06 14:58 | 0.13 | 285.3845 | 300.2461 | 290.8719 | 302.2667 | 290.9404 | 272.348 | 307.0957 | 291.0155 | 299.5281 | 290.6496 | 289.3128 | 290.9717 | 277.8819 | 277.4747 | 290.6818 | 288.1253 | 283.1126 | 282.8798 | 282.8798 | 277.4747 | 286.1428 | 275.3239
2020-05-06 14:59 | 0.14 | 303.0868 | 308.2017 | 306.9155 | 308.7307 | 306.9972 | 292.1676 | 306.2965 | 307.087 | 307.9799 | 306.6515 | 306.484 | 307.0346 | 296.6725 | 296.6028 | 306.6897 | 304.4727 | 293.0388 | 292.7758 | 292.7758 | 296.6028 | 298.8611 | 296.1056
2020-05-06 15:00 | 0.14 | 369.8945 | 367.769 | 373.5091 | 366.244 | 373.6195 | 358.652 | 356.1789 | 373.7414 | 368.0647 | 373.155 | 374.2676 | 373.6702 | 366.3011 | 366.5402 | 373.206 | 372.6304 | 350.1494 | 349.7027 | 349.7027 | 366.5402 | 359.7939 | 367.5495
2020-05-06 15:01 | 0.14 | 228.9816 | 225.8954 | 230.7773 | 224.3086 | 230.8071 | 223.5959 | 217.0919 | 230.8392 | 226.2259 | 230.6777 | 231.5089 | 230.8205 | 228.9638 | 229.1407 | 230.6924 | 228.1723 | 216.2891 | 216.2149 | 216.2149 | 229.1407 | 222.0553 | 229.9451
2020-05-06 15:02 | 0.14 | 217.6003 | 211.9874 | 219.9421 | 208.7089 | 219.968 | 211.6453 | 197.5491 | 219.9956 | 212.6474 | 219.8551 | 221.4031 | 219.9796 | 221.5219 | 221.828 | 219.868 | 217.9531 | 199.2544 | 199.2081 | 199.2081 | 221.828 | 207.1546 | 223.2639
2020-05-06 15:03 | 0.14 | 167.6614 | 162.6426 | 170.0914 | 158.9117 | 170.0891 | 162.5901 | 148.3863 | 170.0857 | 163.3543 | 170.0931 | 171.6433 | 170.0878 | 174.0417 | 174.3192 | 170.0933 | 168.9054 | 150.2805 | 150.3251 | 150.3251 | 174.3192 | 157.4917 | 175.6601
2020-05-06 15:04 | 0.12 | 139.5537 | 128.6152 | 146.1718 | 116.9924 | 146.1597 | 130.1812 | 92.9684 | 146.1453 | 130.7068 | 146.2047 | 150.8782 | 146.1538 | 166.6365 | 167.3684 | 146.2004 | 145.7342 | 99.2413 | 99.3452 | 99.3452 | 167.3684 | 114.7 | 170.8985
2020-05-06 15:05 | 0.10 | 64.8332 | 55.0717 | 74.6048 | 41.0196 | 74.5728 | 54.039 | 25.4151 | 74.5363 | 57.6891 | 74.7008 | 81.1572 | 74.5578 | 108.9443 | 109.8927 | 74.6876 | 75.6809 | 27.4708 | 27.6214 | 27.6214 | 109.8927 | 37.6222 | 114.4856
2020-05-06 15:06 | 0.10 | 11.4577 | 10.6023 | 13.2487 | 9.6312 | 13.2228 | 9.9832 | 9.5261 | 13.1934 | 10.9404 | 13.327 | 14.3943 | 13.2107 | 20.5208 | 20.6849 | 13.3161 | 14.3475 | 9.2623 | 9.3646 | 9.3646 | 20.6849 | 9.3973 | 21.5132
2020-05-06 15:07 | 0.11 | 0 | 0 | 0 | 0 | 0 | 0 | 0 | 0 | 0 | 0 | 0 | 0 | 0 | 0 | 0 | 0 | 0 | 0 | 0 | 0 | 0 | 0
2020-05-06 15:08 | 0.11 | 0 | 0 | 0 | 0 | 0 | 0 | 0 | 0 | 0 | 0 | 0 | 0 | 0 | 0 | 0 | 0 | 0 | 0 | 0 | 0 | 0 | 0
2020-05-06 15:09 | 0.11 | 0 | 0 | 0 | 0 | 0 | 0 | 0 | 0 | 0 | 0 | 0 | 0 | 0 | 0 | 0 | 0 | 0 | 0 | 0 | 0 | 0 | 0
2020-05-06 15:10 | 0.10 | 0 | 0 | 0 | 0 | 0 | 0 | 0 | 0 | 0 | 0 | 0 | 0 | 0 | 0 | 0 | 0 | 0 | 0 | 0 | 0 | 0 | 0
2020-05-06 15:11 | 0.11 | 0 | 0 | 0 | 0 | 0 | 0 | 0 | 0 | 0 | 0 | 0 | 0 | 0 | 0 | 0 | 0 | 0 | 0 | 0 | 0 | 0 | 0
2020-05-06 15:12 | 0.12 | 0 | 0 | 0 | 0 | 0 | 0 | 0 | 0 | 0 | 0 | 0 | 0 | 0 | 0 | 0 | 0 | 0 | 0 | 0 | 0 | 0 | 0
2020-05-06 15:13 | 0.12 | 0 | 0 | 0 | 0 | 0 | 0 | 0 | 0 | 0 | 0 | 0 | 0 | 0 | 0 | 0 | 0 | 0 | 0 | 0 | 0 | 0 | 0
2020-05-06 15:14 | 0.13 | 0 | 0 | 0 | 0 | 0 | 0 | 0 | 0 | 0 | 0 | 0 | 0 | 0 | 0 | 0 | 0 | 0 | 0 | 0 | 0 | 0 | 0
2020-05-06 15:15 | 0.12 | 0 | 0 | 0 | 0 | 0 | 0 | 0 | 0 | 0 | 0 | 0 | 0 | 0 | 0 | 0 | 0 | 0 | 0 | 0 | 0 | 0 | 0
2020-05-06 15:16 | 0.11 | 0 | 0 | 0 | 0 | 0 | 0 | 0 | 0 | 0 | 0 | 0 | 0 | 0 | 0 | 0 | 0 | 0 | 0 | 0 | 0 | 0 | 0
2020-05-06 15:17 | 0.12 | 1.1583 | 5.0282 | 2.0555 | 4.8521 | 2.0424 | 0.93402 | 7.1944 | 2.0274 | 4.9199 | 2.0954 | 1.8886 | 2.0362 | 2.5479 | 2.4417 | 2.0899 | 2.6036 | 1.6524 | 1.704 | 1.704 | 2.4417 | 1.4763 | 1.9571
2020-05-06 15:18 | 0.11 | 33.9853 | 75.1916 | 46.1463 | 74.8431 | 46.1101 | 20.7405 | 95.342 | 46.0689 | 74.0698 | 46.2556 | 43.9939 | 46.0931 | 47.7271 | 46.6841 | 46.2405 | 47.5421 | 43.874 | 44.0171 | 44.0171 | 46.6841 | 41.1544 | 41.5797
2020-05-06 15:19 | 0.11 | 107.7928 | 155.4514 | 122.2488 | 156.8714 | 122.2287 | 86.9588 | 179.5713 | 122.2055 | 153.9582 | 122.3068 | 118.9889 | 122.2192 | 117.1413 | 115.8459 | 122.299 | 122.4145 | 121.3633 | 121.4449 | 121.4449 | 115.8459 | 118.1782 | 109.3789
2020-05-06 15:20 | 0.15 | 178.4636 | 215.6187 | 189.5705 | 218.1089 | 189.5768 | 159.8848 | 235.9048 | 189.5827 | 214.2385 | 189.5453 | 186.4799 | 189.5794 | 179.0661 | 177.9966 | 189.5494 | 187.7393 | 188.5334 | 188.5162 | 188.5162 | 177.9966 | 186.89 | 172.6222
2020-05-06 15:21 | 0.14 | 242.1653 | 268.7422 | 250.3799 | 271.4783 | 250.42 | 226.0507 | 283.5331 | 250.4636 | 267.6002 | 250.2477 | 247.8363 | 250.4382 | 236.9815 | 236.2046 | 250.2671 | 247.3051 | 246.8716 | 246.7329 | 246.7329 | 236.2046 | 247.3693 | 232.2499
2020-05-06 15:22 | 0.12 | 283.8869 | 299.5165 | 289.6623 | 301.5596 | 289.7298 | 270.31 | 306.6526 | 289.8038 | 298.774 | 289.4432 | 288.0476 | 289.7607 | 276.3938 | 275.965 | 289.475 | 286.8922 | 281.5347 | 281.3065 | 281.3065 | 275.965 | 284.6628 | 273.7074
2020-05-06 15:23 | 0.14 | 307.6836 | 313.6659 | 311.8482 | 314.2372 | 311.9332 | 296.0674 | 312.0767 | 312.0265 | 313.4139 | 311.574 | 311.3551 | 311.9721 | 301.1577 | 301.0668 | 311.6137 | 309.4226 | 297.4845 | 297.211 | 297.211 | 301.0668 | 303.467 | 300.4573
2020-05-06 15:24 | 0.15 | 360.9863 | 359.0763 | 364.6352 | 357.5219 | 364.7385 | 349.8179 | 347.6408 | 364.8524 | 359.3704 | 364.3037 | 365.3801 | 364.7859 | 357.671 | 357.8983 | 364.3514 | 363.566 | 341.4654 | 341.0461 | 341.0461 | 357.8983 | 350.9968 | 358.8853
2020-05-06 15:25 | 0.14 | 288.2363 | 282.3048 | 291.129 | 279.2038 | 291.205 | 279.8332 | 266.4243 | 291.2885 | 282.9479 | 290.883 | 292.6169 | 291.2398 | 289.7775 | 290.1413 | 290.9187 | 289.3268 | 266.5628 | 266.3535 | 266.3535 | 290.1413 | 276.3282 | 291.775
2020-05-06 15:26 | 0.14 | 239.1622 | 229.8849 | 242.6046 | 224.2172 | 242.6414 | 231.1697 | 206.5854 | 242.6813 | 231.0128 | 242.4827 | 245.1084 | 242.6581 | 247.668 | 248.1744 | 242.5006 | 239.8692 | 211.0338 | 210.9716 | 210.9716 | 248.1744 | 222.9086 | 250.5609
2020-05-06 15:27 | 0.14 | 240.0043 | 222.7093 | 246.9179 | 209.371 | 246.9579 | 227.8929 | 175.2072 | 247.0014 | 225.226 | 246.786 | 252.4841 | 246.9761 | 266.3783 | 267.3778 | 246.8053 | 244.2816 | 186.9196 | 186.8981 | 186.8981 | 267.3778 | 208.4722 | 272.121
2020-05-06 15:28 | 0.13 | 133.1596 | 117.1001 | 142.3042 | 100.3462 | 142.2907 | 120.669 | 65.8413 | 142.2748 | 120.1191 | 142.3413 | 149.0836 | 142.2843 | 172.4056 | 173.4626 | 142.3365 | 141.969 | 76.159 | 76.2831 | 76.2831 | 173.4626 | 97.946 | 178.5557
2020-05-06 15:29 | 0.12 | 54.598 | 45.0832 | 64.1933 | 31.4485 | 64.1598 | 44.1295 | 16.2828 | 64.1215 | 47.6413 | 64.294 | 70.6501 | 64.144 | 98.2713 | 99.2076 | 64.2801 | 65.3836 | 18.4248 | 18.5773 | 18.5773 | 99.2076 | 28.2347 | 103.7464
2020-05-06 15:30 | 0.13 | 5.6026 | 4.7298 | 7.8583 | 3.8694 | 7.8322 | 4.2323 | 3.8337 | 7.8024 | 5.0726 | 7.9376 | 9.5017 | 7.8199 | 19.1457 | 19.4148 | 7.9266 | 8.9692 | 3.6583 | 3.7614 | 3.7614 | 19.4148 | 3.713 | 20.7504
2020-05-06 15:31 | 0.22 | 0 | 0 | 0 | 0 | 0 | 0 | 0 | 0 | 0 | 0 | 0 | 0 | 0 | 0 | 0 | 0 | 0 | 0 | 0 | 0 | 0 | 0
2020-05-06 15:32 | 0.14 | 0 | 0 | 0 | 0 | 0 | 0 | 0 | 0 | 0 | 0 | 0 | 0 | 0 | 0 | 0 | 0 | 0 | 0 | 0 | 0 | 0 | 0
2020-05-06 15:33 | 0.03 | 0 | 0 | 0 | 0 | 0 | 0 | 0 | 0 | 0 | 0 | 0 | 0 | 0 | 0 | 0 | 0 | 0 | 0 | 0 | 0 | 0 | 0
2020-05-06 15:34 | 0.00 | 0 | 0 | 0 | 0 | 0 | 0 | 0 | 0 | 0 | 0 | 0 | 0 | 0 | 0 | 0 | 0 | 0 | 0 | 0 | 0 | 0 | 0
2020-05-06 15:35 | 0.08 | 0 | 0 | 0 | 0 | 0 | 0 | 0 | 0 | 0 | 0 | 0 | 0 | 0 | 0 | 0 | 0 | 0 | 0 | 0 | 0 | 0 | 0
2020-05-06 15:36 | 0.09 | 0 | 0 | 0 | 0 | 0 | 0 | 0 | 0 | 0 | 0 | 0 | 0 | 0 | 0 | 0 | 0 | 0 | 0 | 0 | 0 | 0 | 0
2020-05-06 15:37 | 0.11 | 0 | 0 | 0 | 0 | 0 | 0 | 0 | 0 | 0 | 0 | 0 | 0 | 0 | 0 | 0 | 0 | 0 | 0 | 0 | 0 | 0 | 0
2020-05-06 15:38 | 0.11 | 0 | 0 | 0 | 0 | 0 | 0 | 0 | 0 | 0 | 0 | 0 | 0 | 0 | 0 | 0 | 0 | 0 | 0 | 0 | 0 | 0 | 0
2020-05-06 15:39 | 0.11 | 0 | 0 | 0 | 0 | 0 | 0 | 0 | 0 | 0 | 0 | 0 | 0 | 0 | 0 | 0 | 0 | 0 | 0 | 0 | 0 | 0 | 0
2020-05-06 15:40 | 0.14 | 0 | 0 | 0 | 0 | 0 | 0 | 0 | 0 | 0 | 0 | 0 | 0 | 0 | 0 | 0 | 0 | 0 | 0 | 0 | 0 | 0 | 0
2020-05-06 15:41 | 0.14 | 1.0525 | 6.0319 | 2.1894 | 5.7934 | 2.1762 | 0.79797 | 8.829 | 2.1613 | 5.8929 | 2.2293 | 1.9862 | 2.1701 | 2.8564 | 2.7237 | 2.2237 | 2.7425 | 1.6922 | 1.7437 | 1.7437 | 2.7237 | 1.4652 | 2.1144
2020-05-06 15:42 | 0.16 | 33.574 | 78.8254 | 46.9186 | 78.3576 | 46.8825 | 19.2799 | 100.8629 | 46.8414 | 77.6036 | 47.0275 | 44.5957 | 46.8656 | 48.9248 | 47.7865 | 47.0124 | 48.3057 | 44.3225 | 44.4652 | 44.4652 | 47.7865 | 41.3587 | 42.2118
2020-05-06 15:43 | 0.16 | 108.5552 | 158.3834 | 123.721 | 159.7767 | 123.7015 | 86.7835 | 183.4179 | 123.6788 | 156.8372 | 123.7776 | 120.3527 | 123.6922 | 118.6908 | 117.3426 | 123.77 | 123.8519 | 122.6263 | 122.7063 | 122.7063 | 117.3426 | 119.3245 | 110.6085
2020-05-06 15:44 | 0.16 | 183.3327 | 222.7052 | 195.1487 | 225.2526 | 195.1576 | 163.6512 | 244.0138 | 195.1665 | 221.2589 | 195.1152 | 191.9118 | 195.1614 | 184.3517 | 183.2237 | 195.1204 | 193.117 | 193.9819 | 193.955 | 193.955 | 183.2237 | 192.2291 | 177.5478
2020-05-06 15:45 | 0.25 | 238.1792 | 264.5628 | 246.3805 | 267.2092 | 246.4184 | 222.1698 | 279.1149 | 246.4594 | 263.4391 | 246.2554 | 243.8828 | 246.4356 | 233.2929 | 232.5254 | 246.2737 | 243.3234 | 242.6478 | 242.5181 | 242.5181 | 232.5254 | 243.2094 | 228.6218
2020-05-06 15:46 | 0.28 | 290.4678 | 307.2826 | 296.6836 | 309.3979 | 296.7566 | 276.0284 | 314.8949 | 296.8367 | 306.4963 | 296.4472 | 294.984 | 296.79 | 282.8384 | 282.383 | 296.4815 | 294.0188 | 288.0024 | 287.7559 | 287.7559 | 282.383 | 291.3011 | 279.9834
2020-05-06 15:47 | 0.28 | 323.2897 | 330.1501 | 327.9908 | 330.7325 | 328.0894 | 310.3953 | 328.4308 | 328.1978 | 329.8723 | 327.6734 | 327.462 | 328.1345 | 316.3691 | 316.2703 | 327.7193 | 325.9029 | 312.0768 | 311.7591 | 311.7591 | 316.2703 | 318.66 | 315.5967
2020-05-06 15:48 | 0.27 | 374.4022 | 372.4125 | 378.5921 | 370.5815 | 378.706 | 361.835 | 359.5323 | 378.8318 | 372.7515 | 378.2319 | 379.4512 | 378.7584 | 371.0526 | 371.3056 | 378.2793 | 377.8507 | 352.387 | 351.9787 | 351.9787 | 371.3056 | 363.0566 | 372.3344
2020-05-06 15:49 | 0.28 | 299.1847 | 290.3741 | 303.0279 | 285.6166 | 303.1061 | 288.5703 | 267.7038 | 303.1919 | 291.3519 | 302.7751 | 305.2496 | 303.1418 | 303.2573 | 303.766 | 302.8117 | 300.48 | 269.3173 | 269.121 | 269.121 | 303.766 | 282.4899 | 306.1014
2020-05-06 15:50 | 0.31 | 262.47 | 247.8752 | 267.4868 | 238.8748 | 267.5384 | 251.3672 | 211.8807 | 267.5947 | 249.6615 | 267.3181 | 271.4515 | 267.5619 | 277.073 | 277.864 | 267.3427 | 264.5058 | 220.1129 | 220.0339 | 220.0339 | 277.864 | 237.8182 | 281.6029
2020-05-06 15:51 | 0.31 | 203.9952 | 186.5939 | 210.9765 | 173.0249 | 210.9936 | 192.0711 | 138.847 | 211.0115 | 189.1499 | 210.9172 | 216.6106 | 211.0012 | 231.3706 | 232.3604 | 210.9262 | 208.465 | 150.7135 | 150.7573 | 150.7573 | 232.3604 | 172.186 | 237.0999
2020-05-06 15:52 | 0.34 | 124.7741 | 110.3366 | 133.3754 | 94.8639 | 133.3585 | 113.0988 | 63.5142 | 133.3388 | 113.1176 | 133.4237 | 139.6448 | 133.3504 | 161.4547 | 162.4241 | 133.4172 | 133.305 | 72.4217 | 72.5491 | 72.5491 | 162.4241 | 92.3281 | 167.1035
2020-05-06 15:53 | 0.27 | 49.7671 | 39.8308 | 59.9943 | 25.4796 | 59.9601 | 38.7545 | 10.0323 | 59.9211 | 42.5378 | 60.0974 | 66.8823 | 59.944 | 96.594 | 97.5942 | 60.0831 | 61.24 | 12.2433 | 12.397 | 12.397 | 97.5942 | 22.1531 | 102.4409
2020-05-06 15:54 | 0.21 | 6.4806 | 5.4938 | 9.2478 | 4.5471 | 9.215 | 4.9303 | 4.5034 | 9.1778 | 5.8918 | 9.3471 | 11.3502 | 9.1997 | 23.9166 | 24.2646 | 9.3333 | 10.8179 | 4.2854 | 4.4143 | 4.4143 | 24.2646 | 4.3526 | 25.9894
2020-05-06 15:55 | 0.16 | 0 | 0 | 0 | 0 | 0 | 0 | 0 | 0 | 0 | 0 | 0 | 0 | 0 | 0 | 0 | 0 | 0 | 0 | 0 | 0 | 0 | 0
2020-05-06 15:56 | 0.21 | 0 | 0 | 0 | 0 | 0 | 0 | 0 | 0 | 0 | 0 | 0 | 0 | 0 | 0 | 0 | 0 | 0 | 0 | 0 | 0 | 0 | 0
2020-05-06 15:57 | 0.20 | 0 | 0 | 0 | 0 | 0 | 0 | 0 | 0 | 0 | 0 | 0 | 0 | 0 | 0 | 0 | 0 | 0 | 0 | 0 | 0 | 0 | 0
2020-05-06 15:58 | 0.22 | 0 | 0 | 0 | 0 | 0 | 0 | 0 | 0 | 0 | 0 | 0 | 0 | 0 | 0 | 0 | 0 | 0 | 0 | 0 | 0 | 0 | 0
2020-05-06 15:59 | 0.32 | 0 | 0 | 0 | 0 | 0 | 0 | 0 | 0 | 0 | 0 | 0 | 0 | 0 | 0 | 0 | 0 | 0 | 0 | 0 | 0 | 0 | 0
2020-05-06 16:00 | 0.32 | 0 | 0 | 0 | 0 | 0 | 0 | 0 | 0 | 0 | 0 | 0 | 0 | 0 | 0 | 0 | 0 | 0 | 0 | 0 | 0 | 0 | 0
2020-05-06 16:01 | 0.19 | 0 | 0 | 0 | 0 | 0 | 0 | 0 | 0 | 0 | 0 | 0 | 0 | 0 | 0 | 0 | 0 | 0 | 0 | 0 | 0 | 0 | 0
2020-05-06 16:02 | 0.17 | 0 | 0 | 0 | 0 | 0 | 0 | 0 | 0 | 0 | 0 | 0 | 0 | 0 | 0 | 0 | 0 | 0 | 0 | 0 | 0 | 0 | 0
2020-05-06 16:03 | 0.25 | 0 | 0 | 0 | 0 | 0 | 0 | 0 | 0 | 0 | 0 | 0 | 0 | 0 | 0 | 0 | 0 | 0 | 0 | 0 | 0 | 0 | 0
2020-05-06 16:04 | 0.18 | 0 | 0 | 0 | 0 | 0 | 0 | 0 | 0 | 0 | 0 | 0 | 0 | 0 | 0 | 0 | 0 | 0 | 0 | 0 | 0 | 0 | 0
2020-05-06 16:05 | 0.10 | 1.2732 | 7.5258 | 2.68 | 7.2081 | 2.6669 | 0.98639 | 11.1155 | 2.6519 | 7.352 | 2.7198 | 2.4368 | 2.6607 | 3.5577 | 3.3945 | 2.7143 | 3.3206 | 2.0581 | 2.1097 | 2.1097 | 3.3945 | 1.7803 | 2.6409
2020-05-06 16:06 | 0.08 | 42.283 | 85.164 | 55.126 | 84.6996 | 55.0911 | 28.0609 | 105.6721 | 55.0512 | 84.0198 | 55.2314 | 52.9224 | 55.0747 | 56.9127 | 55.8327 | 55.2168 | 56.4277 | 52.2417 | 52.3806 | 52.3806 | 55.8327 | 49.5744 | 50.5321
2020-05-06 16:07 | 0.09 | 60.2586 | 67.0665 | 62.5914 | 67.1439 | 62.5573 | 56.632 | 69.8578 | 62.5184 | 66.8692 | 62.6941 | 62.1019 | 62.5413 | 61.4568 | 61.2451 | 62.6799 | 63.828 | 60.6463 | 60.7816 | 60.7816 | 61.2451 | 60.8477 | 60.2451
2020-05-06 16:08 | 0.12 | 174.0965 | 200.0469 | 182.0988 | 201.7577 | 182.1034 | 160.3464 | 213.7761 | 182.1075 | 199.0818 | 182.0789 | 179.9547 | 182.1052 | 174.0368 | 173.2976 | 182.0822 | 180.3948 | 179.706 | 179.6973 | 179.6973 | 173.2976 | 179.2443 | 169.5846
2020-05-06 16:09 | 0.15 | 228.0076 | 246.2101 | 233.9921 | 248.0697 | 234.0263 | 215.7887 | 255.625 | 234.0633 | 245.4275 | 233.8784 | 232.2628 | 234.0418 | 223.6859 | 223.1658 | 233.8951 | 231.8313 | 229.3884 | 229.2741 | 229.2741 | 223.1658 | 230.657 | 220.5056
2020-05-06 16:10 | 0.25 | 252.7307 | 264.2286 | 257.1682 | 265.6101 | 257.2153 | 242.3614 | 268.9786 | 257.2667 | 263.7007 | 257.0138 | 256.0189 | 257.2368 | 247.4009 | 247.091 | 257.0363 | 254.6516 | 250.1744 | 250.0183 | 250.0183 | 247.091 | 252.8364 | 245.4602
2020-05-06 16:11 | 0.30 | 240.5755 | 242.8341 | 242.8976 | 242.9496 | 242.9388 | 233.8141 | 240.5463 | 242.9836 | 242.7543 | 242.7618 | 242.7356 | 242.9575 | 236.8051 | 236.7853 | 242.7816 | 240.8843 | 233.179 | 233.0529 | 233.0529 | 236.7853 | 237.2138 | 236.6063
2020-05-06 16:12 | 0.29 | 209.7516 | 209.8385 | 211.4944 | 209.5019 | 211.5213 | 204.3965 | 205.9187 | 211.5502 | 209.8884 | 211.404 | 211.6 | 211.5335 | 207.2678 | 207.3081 | 211.4174 | 209.9802 | 201.7324 | 201.6599 | 201.6599 | 207.3081 | 205.7502 | 207.451
2020-05-06 16:13 | 0.28 | 89.6404 | 89.4899 | 90.1056 | 89.4154 | 90.0781 | 88.0848 | 88.2531 | 90.0466 | 89.5051 | 90.1873 | 90.0583 | 90.0651 | 88.6735 | 88.6489 | 90.1761 | 90.8386 | 86.9832 | 87.0952 | 87.0952 | 88.6489 | 88.2315 | 88.5722
2020-05-06 16:14 | 0.32 | 130.7911 | 127.7803 | 132.2661 | 125.7769 | 132.2526 | 127.2645 | 119.3221 | 132.2367 | 128.1709 | 132.3035 | 133.071 | 132.2461 | 133.4161 | 133.5582 | 132.2986 | 132.0884 | 119.9191 | 119.9968 | 119.9968 | 133.5582 | 124.5382 | 134.2642
2020-05-06 16:15 | 0.34 | 222.8681 | 205.3952 | 230.0888 | 191.5575 | 230.1167 | 210.4796 | 156.6717 | 230.1466 | 207.993 | 229.9954 | 235.8263 | 230.1292 | 250.6886 | 251.7008 | 230.0092 | 227.2074 | 168.4124 | 168.4292 | 168.4292 | 251.7008 | 190.4357 | 256.5261
2020-05-06 16:16 | 0.28 | 117.7898 | 112.7 | 120.798 | 107.7383 | 120.7798 | 112.7826 | 96.1211 | 120.7586 | 113.6004 | 120.8501 | 122.7577 | 120.7711 | 128.1936 | 128.4993 | 120.8432 | 120.8226 | 98.4665 | 98.5717 | 98.5717 | 128.4993 | 106.18 | 129.9944
2020-05-06 16:17 | 0.22 | 39.5298 | 37.35 | 42.2089 | 33.8897 | 42.1719 | 36.3803 | 30.6597 | 42.1298 | 37.9996 | 42.3207 | 43.8133 | 42.1546 | 50.7879 | 50.9975 | 42.3052 | 43.665 | 30.2891 | 30.4389 | 30.4389 | 50.9975 | 32.4938 | 52.0594
2020-05-06 16:18 | 0.16 | 8.3556 | 8.332 | 8.4116 | 8.3257 | 8.3788 | 8.194 | 8.2085 | 8.3416 | 8.3341 | 8.5109 | 8.3499 | 8.3635 | 8.2819 | 8.2473 | 8.4971 | 9.8531 | 7.8965 | 8.0249 | 8.0249 | 8.2473 | 8.0488 | 8.1319
2020-05-06 16:19 | 0.12 | 0 | 0 | 0 | 0 | 0 | 0 | 0 | 0 | 0 | 0 | 0 | 0 | 0 | 0 | 0 | 0 | 0 | 0 | 0 | 0 | 0 | 0
2020-05-06 16:20 | 0.13 | 0 | 0 | 0 | 0 | 0 | 0 | 0 | 0 | 0 | 0 | 0 | 0 | 0 | 0 | 0 | 0 | 0 | 0 | 0 | 0 | 0 | 0
2020-05-06 16:21 | 0.12 | 0 | 0 | 0 | 0 | 0 | 0 | 0 | 0 | 0 | 0 | 0 | 0 | 0 | 0 | 0 | 0 | 0 | 0 | 0 | 0 | 0 | 0
2020-05-06 16:22 | 0.13 | 0 | 0 | 0 | 0 | 0 | 0 | 0 | 0 | 0 | 0 | 0 | 0 | 0 | 0 | 0 | 0 | 0 | 0 | 0 | 0 | 0 | 0
2020-05-06 16:23 | 0.17 | 0 | 0 | 0 | 0 | 0 | 0 | 0 | 0 | 0 | 0 | 0 | 0 | 0 | 0 | 0 | 0 | 0 | 0 | 0 | 0 | 0 | 0
2020-05-06 16:24 | 0.25 | 0 | 0 | 0 | 0 | 0 | 0 | 0 | 0 | 0 | 0 | 0 | 0 | 0 | 0 | 0 | 0 | 0 | 0 | 0 | 0 | 0 | 0
2020-05-06 16:25 | 0.21 | 0 | 0 | 0 | 0 | 0 | 0 | 0 | 0 | 0 | 0 | 0 | 0 | 0 | 0 | 0 | 0 | 0 | 0 | 0 | 0 | 0 | 0
2020-05-06 16:26 | 0.19 | 0 | 0 | 0 | 0 | 0 | 0 | 0 | 0 | 0 | 0 | 0 | 0 | 0 | 0 | 0 | 0 | 0 | 0 | 0 | 0 | 0 | 0
2020-05-06 16:27 | 0.20 | 0 | 0 | 0 | 0 | 0 | 0 | 0 | 0 | 0 | 0 | 0 | 0 | 0 | 0 | 0 | 0 | 0 | 0 | 0 | 0 | 0 | 0
2020-05-06 16:28 | 0.21 | 0 | 0 | 0 | 0 | 0 | 0 | 0 | 0 | 0 | 0 | 0 | 0 | 0 | 0 | 0 | 0 | 0 | 0 | 0 | 0 | 0 | 0
2020-05-06 16:29 | 0.23 | 4.0697 | 8.7801 | 5.2475 | 8.5516 | 5.2212 | 3.7066 | 11.2369 | 5.1914 | 8.6554 | 5.327 | 5.0234 | 5.2089 | 5.8248 | 5.689 | 5.316 | 6.3391 | 4.573 | 4.65 | 4.65 | 5.689 | 4.4036 | 5.0798
2020-05-06 16:30 | 0.25 | 32.2921 | 79.493 | 46.2536 | 78.8613 | 46.2174 | 17.6019 | 102.2256 | 46.1762 | 78.2385 | 46.3629 | 43.8873 | 46.2004 | 48.7439 | 47.563 | 46.3478 | 47.6495 | 43.2257 | 43.3691 | 43.3691 | 47.563 | 40.2188 | 41.778
2020-05-06 16:31 | 0.30 | 113.6349 | 166.5269 | 129.8206 | 167.8424 | 129.8031 | 90.5341 | 192.8593 | 129.7827 | 164.9073 | 129.8707 | 126.3246 | 129.7947 | 124.955 | 123.5389 | 129.8641 | 129.7961 | 128.1692 | 128.2423 | 128.2423 | 123.5389 | 124.7997 | 116.4605
2020-05-06 16:32 | 0.30 | 187.4103 | 228.8887 | 199.9303 | 231.417 | 199.9415 | 166.7437 | 251.1519 | 199.9531 | 227.385 | 199.8892 | 196.5994 | 199.9464 | 189.0915 | 187.9193 | 199.8956 | 197.7441 | 198.2691 | 198.2343 | 198.2343 | 187.9193 | 196.5317 | 182.0187
2020-05-06 16:33 | 0.23 | 248.7057 | 277.8407 | 257.8114 | 280.5948 | 257.8565 | 231.182 | 293.6948 | 257.9056 | 276.6256 | 257.6634 | 255.1321 | 257.877 | 244.065 | 243.231 | 257.6851 | 254.7748 | 253.5846 | 253.4292 | 253.4292 | 243.231 | 254.1745 | 238.9807
2020-05-06 16:34 | 0.26 | 292.0887 | 309.5869 | 298.5919 | 311.629 | 298.6662 | 277.2375 | 317.317 | 298.7478 | 308.7933 | 298.3512 | 296.8853 | 298.7002 | 284.8671 | 284.3998 | 298.386 | 295.9446 | 289.516 | 289.2655 | 289.2655 | 284.3998 | 292.8901 | 281.9365
2020-05-06 16:35 | 0.25 | 318.5835 | 325.7526 | 323.4012 | 326.236 | 323.4957 | 305.6616 | 324.0656 | 323.5998 | 325.4816 | 323.0964 | 322.8871 | 323.5391 | 312.1927 | 312.0867 | 323.1404 | 321.2081 | 307.4224 | 307.1191 | 307.1191 | 312.0867 | 313.9556 | 311.383
2020-05-06 16:36 | 0.23 | 366.0176 | 364.3643 | 370.3841 | 362.4098 | 370.4907 | 353.2676 | 351.3853 | 370.6083 | 364.7128 | 370.0658 | 371.2554 | 370.5397 | 363.1785 | 363.4207 | 370.1033 | 369.3874 | 343.8033 | 343.3924 | 343.3924 | 363.4207 | 354.5466 | 364.4128
2020-05-06 16:37 | 0.28 | 299.8726 | 291.2161 | 303.9239 | 286.2706 | 304.0024 | 288.9443 | 268.0648 | 304.0887 | 292.2182 | 303.6699 | 306.2011 | 304.0384 | 304.4626 | 304.9756 | 303.7067 | 301.3602 | 269.3416 | 269.1461 | 269.1461 | 304.9756 | 282.8124 | 307.3288
2020-05-06 16:38 | 0.27 | 272.1245 | 258.1255 | 277.2573 | 249.2015 | 277.3157 | 260.8472 | 222.5941 | 277.3796 | 259.8829 | 277.067 | 281.1723 | 277.3424 | 286.673 | 287.453 | 277.0947 | 274.3529 | 230.1316 | 230.0311 | 230.0311 | 287.453 | 247.7421 | 291.1244
2020-05-06 16:39 | 0.27 | 211.5925 | 194.6064 | 218.7169 | 181.0161 | 218.7382 | 199.4333 | 146.9137 | 218.7609 | 197.1528 | 218.6442 | 224.3333 | 218.7478 | 239.0387 | 240.0218 | 218.655 | 216.0065 | 158.2424 | 158.275 | 158.275 | 240.0218 | 179.7985 | 244.718
2020-05-06 16:40 | 0.29 | 136.0087 | 119.8452 | 145.6465 | 102.4285 | 145.6344 | 122.8544 | 66.6964 | 145.62 | 122.9665 | 145.6796 | 152.6563 | 145.6286 | 176.885 | 177.9708 | 145.6754 | 145.2123 | 76.8846 | 77.008 | 77.008 | 177.9708 | 99.5352 | 183.1973
2020-05-06 16:41 | 0.21 | 63.7895 | 53.3618 | 74.865 | 37.6375 | 74.8336 | 51.6478 | 19.6923 | 74.7977 | 56.2811 | 74.9591 | 82.1975 | 74.8188 | 113.5352 | 114.5924 | 74.9461 | 75.8967 | 22.1189 | 22.2703 | 22.2703 | 114.5924 | 33.6212 | 119.7027
2020-05-06 16:42 | 0.20 | 5.6229 | 4.4449 | 8.8459 | 3.1432 | 8.8198 | 3.7364 | 3.1264 | 8.7901 | 4.9576 | 8.9251 | 11.2058 | 8.8075 | 25.1323 | 25.5261 | 8.9141 | 9.9979 | 2.9752 | 3.0784 | 3.0784 | 25.5261 | 3.008 | 27.4704
2020-05-06 16:43 | 0.20 | 0 | 0 | 0 | 0 | 0 | 0 | 0 | 0 | 0 | 0 | 0 | 0 | 0 | 0 | 0 | 0 | 0 | 0 | 0 | 0 | 0 | 0
2020-05-06 16:44 | 0.22 | 0 | 0 | 0 | 0 | 0 | 0 | 0 | 0 | 0 | 0 | 0 | 0 | 0 | 0 | 0 | 0 | 0 | 0 | 0 | 0 | 0 | 0
2020-05-06 16:45 | 0.27 | 0 | 0 | 0 | 0 | 0 | 0 | 0 | 0 | 0 | 0 | 0 | 0 | 0 | 0 | 0 | 0 | 0 | 0 | 0 | 0 | 0 | 0
2020-05-06 16:46 | 0.25 | 0 | 0 | 0 | 0 | 0 | 0 | 0 | 0 | 0 | 0 | 0 | 0 | 0 | 0 | 0 | 0 | 0 | 0 | 0 | 0 | 0 | 0
2020-05-06 16:47 | 0.26 | 0 | 0 | 0 | 0 | 0 | 0 | 0 | 0 | 0 | 0 | 0 | 0 | 0 | 0 | 0 | 0 | 0 | 0 | 0 | 0 | 0 | 0
2020-05-06 16:48 | 0.23 | 0 | 0 | 0 | 0 | 0 | 0 | 0 | 0 | 0 | 0 | 0 | 0 | 0 | 0 | 0 | 0 | 0 | 0 | 0 | 0 | 0 | 0
2020-05-06 16:49 | 0.22 | 0 | 0 | 0 | 0 | 0 | 0 | 0 | 0 | 0 | 0 | 0 | 0 | 0 | 0 | 0 | 0 | 0 | 0 | 0 | 0 | 0 | 0
2020-05-06 16:50 | 0.24 | 0 | 0 | 0 | 0 | 0 | 0 | 0 | 0 | 0 | 0 | 0 | 0 | 0 | 0 | 0 | 0 | 0 | 0 | 0 | 0 | 0 | 0
2020-05-06 16:51 | 0.22 | 0 | 0 | 0 | 0 | 0 | 0 | 0 | 0 | 0 | 0 | 0 | 0 | 0 | 0 | 0 | 0 | 0 | 0 | 0 | 0 | 0 | 0
2020-05-06 16:52 | 0.18 | 0 | 0 | 0 | 0 | 0 | 0 | 0 | 0 | 0 | 0 | 0 | 0 | 0 | 0 | 0 | 0 | 0 | 0 | 0 | 0 | 0 | 0
2020-05-06 16:53 | 0.18 | 0.6171 | 2.2756 | 1.0044 | 2.1912 | 0.99119 | 0.5302 | 3.1848 | 0.97622 | 2.2302 | 1.0443 | 0.91853 | 0.98502 | 1.2184 | 1.1643 | 1.0388 | 1.5543 | 0.77989 | 0.80988 | 0.80988 | 1.1643 | 0.71698 | 0.93502
2020-05-06 16:54 | 0.17 | 32.5199 | 77.6654 | 45.9267 | 77.0176 | 45.8904 | 18.3539 | 99.2724 | 45.8492 | 76.473 | 46.036 | 43.674 | 45.8734 | 48.3738 | 47.2438 | 46.0209 | 47.3242 | 42.826 | 42.9695 | 42.9695 | 47.2438 | 40.0134 | 41.7084
2020-05-06 16:55 | 0.17 | 107.2148 | 157.9069 | 122.8117 | 159.0858 | 122.7918 | 84.9631 | 182.8428 | 122.7687 | 156.3725 | 122.8693 | 119.48 | 122.7824 | 118.3753 | 117.0158 | 122.8615 | 122.9662 | 121.0277 | 121.1097 | 121.1097 | 117.0158 | 117.834 | 110.2217
2020-05-06 16:56 | 0.14 | 183.6365 | 224.1713 | 195.9465 | 226.5583 | 195.9558 | 163.3209 | 245.6466 | 195.9651 | 222.7194 | 195.9117 | 192.7107 | 195.9598 | 185.5698 | 184.4217 | 195.9172 | 193.8866 | 194.1727 | 194.1454 | 194.1454 | 184.4217 | 192.4953 | 178.6413
2020-05-06 16:57 | 0.11 | 243.8529 | 271.7863 | 252.6456 | 274.3462 | 252.6872 | 226.9552 | 286.7674 | 252.7325 | 270.636 | 252.5084 | 250.0983 | 252.7061 | 239.6507 | 238.85 | 252.5285 | 249.5851 | 248.3993 | 248.2566 | 248.2566 | 238.85 | 249.0083 | 234.7694
2020-05-06 16:58 | 0.09 | 288.7397 | 305.6232 | 295.0607 | 307.5247 | 295.1323 | 274.3584 | 312.9318 | 295.2108 | 304.8686 | 294.8286 | 293.4391 | 295.165 | 281.9942 | 281.5457 | 294.8622 | 292.3623 | 286.1183 | 285.8774 | 285.8774 | 281.5457 | 289.4222 | 279.1793
2020-05-06 16:59 | 0.08 | 313.5756 | 320.2449 | 317.985 | 320.6993 | 318.0756 | 301.7946 | 318.8399 | 318.1754 | 319.9923 | 317.6926 | 317.514 | 318.1172 | 307.789 | 307.6932 | 317.7349 | 315.7378 | 303.5808 | 303.2869 | 303.2869 | 307.6932 | 309.4674 | 307.0463
2020-05-06 17:00 | 0.08 | 310.7952 | 309.7182 | 313.6026 | 308.5946 | 313.6761 | 302.4131 | 301.525 | 313.7749 | 309.9224 | 313.4006 | 314.1399 | 313.7173 | 308.3797 | 308.5528 | 313.4299 | 311.5073 | 296.5555 | 296.2737 | 296.2737 | 308.5528 | 303.5277 | 309.2326
2020-05-06 17:01 | 0.09 | 243.7001 | 238.9547 | 246.2127 | 236.1901 | 246.2565 | 236.8089 | 225.5971 | 246.3043 | 239.5122 | 246.0685 | 247.4686 | 246.2765 | 245.7539 | 246.0378 | 246.0896 | 244.224 | 225.6025 | 225.4972 | 225.4972 | 246.0378 | 233.6539 | 247.3355
2020-05-06 17:02 | 0.14 | 270.1619 | 258.4609 | 274.738 | 250.8994 | 274.7955 | 259.9557 | 228.1324 | 274.8584 | 259.9461 | 274.5507 | 278.0645 | 274.8218 | 282.2038 | 282.8718 | 274.5779 | 271.8871 | 233.8484 | 233.738 | 233.738 | 282.8718 | 249.1532 | 286.0021
2020-05-06 17:03 | 0.14 | 223.4684 | 207.4086 | 230.4178 | 194.4282 | 230.4458 | 211.4911 | 161.7979 | 230.476 | 209.8367 | 230.3238 | 235.796 | 230.4585 | 249.6183 | 250.5653 | 230.3377 | 227.5161 | 172.1762 | 172.1868 | 172.1868 | 250.5653 | 192.9506 | 255.0757
2020-05-06 17:04 | 0.12 | 114.1904 | 108.529 | 117.47 | 102.9838 | 117.4527 | 108.8495 | 90.086 | 117.4324 | 109.5332 | 117.5195 | 119.6581 | 117.4444 | 125.9264 | 126.269 | 117.5129 | 117.4306 | 92.94 | 93.0475 | 93.0475 | 126.269 | 101.4182 | 127.9388
2020-05-06 17:05 | 0.12 | 51.9654 | 49.8495 | 54.152 | 46.7738 | 54.1173 | 49.013 | 41.904 | 54.0777 | 50.4008 | 54.2567 | 55.4115 | 54.101 | 60.2876 | 60.4486 | 54.2422 | 55.4368 | 41.9434 | 42.0875 | 42.0875 | 60.4486 | 45.3462 | 61.2739
2020-05-06 17:06 | 0.13 | 5.4782 | 5.4018 | 5.7387 | 5.373 | 5.7125 | 5.3054 | 5.3004 | 5.6826 | 5.434 | 5.8184 | 5.8631 | 5.7002 | 6.8876 | 6.8913 | 5.8073 | 6.9059 | 5.0778 | 5.1807 | 5.1807 | 6.8913 | 5.1751 | 6.9499
2020-05-06 17:07 | 0.13 | 0 | 0 | 0 | 0 | 0 | 0 | 0 | 0 | 0 | 0 | 0 | 0 | 0 | 0 | 0 | 0 | 0 | 0 | 0 | 0 | 0 | 0
2020-05-06 17:08 | 0.12 | 0 | 0 | 0 | 0 | 0 | 0 | 0 | 0 | 0 | 0 | 0 | 0 | 0 | 0 | 0 | 0 | 0 | 0 | 0 | 0 | 0 | 0
2020-05-06 17:09 | 0.12 | 0 | 0 | 0 | 0 | 0 | 0 | 0 | 0 | 0 | 0 | 0 | 0 | 0 | 0 | 0 | 0 | 0 | 0 | 0 | 0 | 0 | 0
2020-05-06 17:10 | 0.10 | 0 | 0 | 0 | 0 | 0 | 0 | 0 | 0 | 0 | 0 | 0 | 0 | 0 | 0 | 0 | 0 | 0 | 0 | 0 | 0 | 0 | 0
2020-05-06 17:11 | 0.10 | 0 | 0 | 0 | 0 | 0 | 0 | 0 | 0 | 0 | 0 | 0 | 0 | 0 | 0 | 0 | 0 | 0 | 0 | 0 | 0 | 0 | 0
2020-05-06 17:12 | 0.10 | 0 | 0 | 0 | 0 | 0 | 0 | 0 | 0 | 0 | 0 | 0 | 0 | 0 | 0 | 0 | 0 | 0 | 0 | 0 | 0 | 0 | 0
2020-05-06 17:13 | 0.10 | 0 | 0 | 0 | 0 | 0 | 0 | 0 | 0 | 0 | 0 | 0 | 0 | 0 | 0 | 0 | 0 | 0 | 0 | 0 | 0 | 0 | 0
2020-05-06 17:14 | 0.09 | 0 | 0 | 0 | 0 | 0 | 0 | 0 | 0 | 0 | 0 | 0 | 0 | 0 | 0 | 0 | 0 | 0 | 0 | 0 | 0 | 0 | 0
2020-05-06 17:15 | 0.08 | 0 | 0 | 0 | 0 | 0 | 0 | 0 | 0 | 0 | 0 | 0 | 0 | 0 | 0 | 0 | 0 | 0 | 0 | 0 | 0 | 0 | 0
2020-05-06 17:16 | 0.08 | 0 | 0 | 0 | 0 | 0 | 0 | 0 | 0 | 0 | 0 | 0 | 0 | 0 | 0 | 0 | 0 | 0 | 0 | 0 | 0 | 0 | 0
2020-05-06 17:17 | 0.07 | 1.105 | 1.9058 | 1.2602 | 1.853 | 1.247 | 1.0815 | 2.3737 | 1.2321 | 1.8826 | 1.3002 | 1.2067 | 1.2409 | 1.3565 | 1.322 | 1.2946 | 1.81 | 1.0675 | 1.1192 | 1.1192 | 1.322 | 1.0653 | 1.1797
2020-05-06 17:18 | 0.09 | 33.4839 | 38.9817 | 35.2436 | 38.8601 | 35.2061 | 31.4056 | 41.32 | 35.1635 | 38.8379 | 35.357 | 34.9075 | 35.1885 | 35.0961 | 34.9231 | 35.3413 | 36.7378 | 33.6921 | 33.8397 | 33.8397 | 34.9231 | 33.7802 | 34.133
2020-05-06 17:19 | 0.11 | 102.3543 | 116.8889 | 107.1363 | 117.2201 | 107.1121 | 94.8799 | 123.4688 | 107.0843 | 116.4438 | 107.2076 | 106.1356 | 107.1007 | 104.7102 | 104.3031 | 107.1979 | 107.62 | 104.4383 | 104.5376 | 104.5376 | 104.3031 | 104.4125 | 102.3031
2020-05-06 17:20 | 0.11 | 188.4602 | 223.9403 | 199.3572 | 226.04 | 199.3687 | 170.2264 | 242.5244 | 199.3804 | 222.666 | 199.3155 | 196.5252 | 199.3737 | 189.7809 | 188.7802 | 199.3219 | 197.154 | 197.0026 | 196.9681 | 196.9681 | 188.7802 | 195.8821 | 183.7355
2020-05-06 17:21 | 0.09 | 244.5088 | 272.3934 | 253.3271 | 274.8856 | 253.3691 | 227.6222 | 287.2233 | 253.4148 | 271.2547 | 253.1888 | 250.8117 | 253.3882 | 240.5431 | 239.7484 | 253.2091 | 250.2618 | 248.9031 | 248.7594 | 248.7594 | 239.7484 | 249.5595 | 235.6963
2020-05-06 17:22 | 0.06 | 287.2122 | 304.0521 | 293.5439 | 305.8888 | 293.6144 | 272.8847 | 311.2393 | 293.6917 | 303.3089 | 293.3153 | 291.9484 | 293.6467 | 280.7205 | 280.2752 | 293.3485 | 290.8298 | 284.5277 | 284.2911 | 284.2911 | 280.2752 | 287.8346 | 277.9258
2020-05-06 17:23 | 0.06 | 308.1364 | 315.0841 | 312.7756 | 315.4641 | 312.8613 | 295.8797 | 313.4461 | 312.9554 | 314.8351 | 312.4991 | 312.3027 | 312.9005 | 302.4477 | 302.3433 | 312.5391 | 310.3649 | 297.5332 | 297.2596 | 297.2596 | 302.3433 | 303.71 | 301.6615
2020-05-06 17:24 | 0.05 | 353.1449 | 352.0307 | 357.3229 | 350.2241 | 357.4296 | 341.1779 | 340.255 | 357.5693 | 352.3416 | 357.0048 | 358.1469 | 357.4878 | 350.6915 | 350.9353 | 357.0506 | 356.1231 | 332.7821 | 332.3926 | 332.3926 | 350.9353 | 342.7315 | 351.8931
2020-05-06 17:25 | 0.05 | 273.7098 | 266.8987 | 277.268 | 262.8231 | 277.3264 | 264.1902 | 247.8111 | 277.3901 | 267.7156 | 277.0781 | 279.1157 | 277.353 | 277.3559 | 277.7647 | 277.1057 | 274.3533 | 248.0985 | 247.9571 | 247.9571 | 277.7647 | 259.4135 | 279.6455
2020-05-06 17:26 | 0.04 | 220.6051 | 211.824 | 224.2121 | 206.1117 | 224.2376 | 212.4898 | 188.8388 | 224.2649 | 212.9451 | 224.126 | 226.6974 | 224.2491 | 229.561 | 230.0475 | 224.1388 | 221.691 | 192.6251 | 192.5985 | 192.5985 | 230.0475 | 204.3913 | 232.3565
2020-05-06 17:27 | 0.04 | 192.7902 | 180.7461 | 198.2196 | 170.9549 | 198.2305 | 183.2667 | 146.2695 | 198.2416 | 182.5778 | 198.1797 | 202.2757 | 198.2352 | 212.4493 | 213.1571 | 198.1859 | 196.1656 | 153.5021 | 153.5415 | 153.5415 | 213.1571 | 169.4094 | 216.5476
2020-05-06 17:28 | 0.04 | 125.5367 | 113.912 | 132.608 | 101.4232 | 132.5923 | 115.5672 | 75.2802 | 132.5738 | 116.1507 | 132.6526 | 137.628 | 132.5847 | 154.6035 | 155.3818 | 132.6467 | 132.4499 | 82.2136 | 82.3326 | 82.3326 | 155.3818 | 98.9406 | 159.1425
2020-05-06 17:29 | 0.04 | 44.0431 | 41.2997 | 46.8324 | 37.2753 | 46.7961 | 40.5459 | 31.4119 | 46.7549 | 42.025 | 46.9418 | 48.5293 | 46.7791 | 55.4361 | 55.6604 | 46.9266 | 48.2307 | 31.7473 | 31.8965 | 31.8965 | 55.6604 | 35.7325 | 56.7931
2020-05-06 17:30 | 0.04 | 12.7507 | 11.578 | 15.6246 | 9.8787 | 15.5923 | 10.6275 | 9.7783 | 15.5556 | 12.108 | 15.7225 | 17.5155 | 15.5772 | 27.8896 | 28.1692 | 15.709 | 16.9514 | 9.4881 | 9.6163 | 9.6163 | 28.1692 | 9.6209 | 29.5603
2020-05-06 17:31 | 0.04 | 0 | 0 | 0 | 0 | 0 | 0 | 0 | 0 | 0 | 0 | 0 | 0 | 0 | 0 | 0 | 0 | 0 | 0 | 0 | 0 | 0 | 0
2020-05-06 17:32 | 0.04 | 0 | 0 | 0 | 0 | 0 | 0 | 0 | 0 | 0 | 0 | 0 | 0 | 0 | 0 | 0 | 0 | 0 | 0 | 0 | 0 | 0 | 0
2020-05-06 17:33 | 0.03 | 0 | 0 | 0 | 0 | 0 | 0 | 0 | 0 | 0 | 0 | 0 | 0 | 0 | 0 | 0 | 0 | 0 | 0 | 0 | 0 | 0 | 0
2020-05-06 17:34 | 0.02 | 0 | 0 | 0 | 0 | 0 | 0 | 0 | 0 | 0 | 0 | 0 | 0 | 0 | 0 | 0 | 0 | 0 | 0 | 0 | 0 | 0 | 0
2020-05-06 17:35 | 0.02 | 0 | 0 | 0 | 0 | 0 | 0 | 0 | 0 | 0 | 0 | 0 | 0 | 0 | 0 | 0 | 0 | 0 | 0 | 0 | 0 | 0 | 0
2020-05-06 17:36 | 0.02 | 0 | 0 | 0 | 0 | 0 | 0 | 0 | 0 | 0 | 0 | 0 | 0 | 0 | 0 | 0 | 0 | 0 | 0 | 0 | 0 | 0 | 0
2020-05-06 17:37 | 0.02 | 0 | 0 | 0 | 0 | 0 | 0 | 0 | 0 | 0 | 0 | 0 | 0 | 0 | 0 | 0 | 0 | 0 | 0 | 0 | 0 | 0 | 0
2020-05-06 17:38 | 0.02 | 0 | 0 | 0 | 0 | 0 | 0 | 0 | 0 | 0 | 0 | 0 | 0 | 0 | 0 | 0 | 0 | 0 | 0 | 0 | 0 | 0 | 0
2020-05-06 17:39 | 0.02 | 0 | 0 | 0 | 0 | 0 | 0 | 0 | 0 | 0 | 0 | 0 | 0 | 0 | 0 | 0 | 0 | 0 | 0 | 0 | 0 | 0 | 0
2020-05-06 17:40 | 0.02 | 0 | 0 | 0 | 0 | 0 | 0 | 0 | 0 | 0 | 0 | 0 | 0 | 0 | 0 | 0 | 0 | 0 | 0 | 0 | 0 | 0 | 0
2020-05-06 17:41 | 0.01 | 0.87182 | 5.8068 | 1.9633 | 5.5277 | 1.9501 | 0.68404 | 8.5657 | 1.9351 | 5.6716 | 2.0032 | 1.7721 | 1.9439 | 2.7052 | 2.5727 | 1.9976 | 2.5116 | 1.4111 | 1.4627 | 1.4627 | 2.5727 | 1.2137 | 1.9646
2020-05-06 17:42 | 0.01 | 31.9173 | 78.1127 | 45.6594 | 77.3362 | 45.6232 | 17.598 | 100.0537 | 45.5819 | 76.9069 | 45.7689 | 43.3983 | 45.6062 | 48.4602 | 47.3087 | 45.7537 | 47.0583 | 42.2226 | 42.3663 | 42.3663 | 47.3087 | 39.4199 | 41.6672
2020-05-06 17:43 | 0.01 | 99.6871 | 145.6641 | 113.8962 | 146.5713 | 113.8734 | 79.6002 | 168.1247 | 113.847 | 144.2902 | 113.9633 | 110.9416 | 113.8625 | 110.3325 | 109.1082 | 113.9542 | 114.2788 | 111.703 | 111.7967 | 111.7967 | 109.1082 | 108.969 | 103.003
2020-05-06 17:44 | 0.01 | 182.4548 | 222.8165 | 194.7751 | 225.0732 | 194.7838 | 162.252 | 244.0413 | 194.7925 | 221.386 | 194.7422 | 191.6095 | 194.7876 | 184.8214 | 183.6885 | 194.7474 | 192.758 | 192.6116 | 192.5872 | 192.5872 | 183.6885 | 191.0497 | 177.9867
2020-05-06 17:45 | 0.01 | 242.1244 | 270.4883 | 251.1019 | 272.9696 | 251.1425 | 225.0509 | 285.5434 | 251.1866 | 269.3366 | 250.968 | 248.5672 | 251.161 | 238.3573 | 237.5529 | 250.9876 | 248.0338 | 246.5248 | 246.3867 | 246.3867 | 237.5529 | 247.1942 | 233.4561
2020-05-06 17:46 | 0.01 | 285.371 | 302.6413 | 291.8593 | 304.4723 | 291.9284 | 270.814 | 309.9857 | 292.0042 | 301.8867 | 291.6351 | 290.2405 | 291.9601 | 279.0012 | 278.5451 | 291.6676 | 289.1142 | 282.6637 | 282.4326 | 282.4326 | 278.5451 | 286.0018 | 276.1452
2020-05-06 17:47 | 0.01 | 312.2666 | 319.432 | 316.9791 | 319.8026 | 317.0683 | 299.9152 | 317.883 | 317.1664 | 319.1785 | 316.6914 | 316.5056 | 317.1092 | 306.6842 | 306.5786 | 316.7329 | 314.656 | 301.7245 | 301.4383 | 301.4383 | 306.5786 | 307.8883 | 305.8841
2020-05-06 17:48 | 0.01 | 339.9508 | 338.9473 | 343.5569 | 337.422 | 343.6429 | 329.5232 | 328.7786 | 343.7376 | 339.2114 | 343.2802 | 344.2232 | 343.6823 | 337.5761 | 337.7747 | 343.3202 | 342.007 | 322.3373 | 321.9793 | 321.9793 | 337.7747 | 330.9334 | 338.6152
2020-05-06 17:49 | 0.01 | 280.416 | 275.8261 | 283.3774 | 272.9954 | 283.4426 | 272.2174 | 261.7166 | 283.514 | 276.3901 | 283.1658 | 284.6888 | 283.4724 | 281.9799 | 282.2882 | 283.1965 | 280.783 | 260.6157 | 260.4369 | 260.4369 | 282.2882 | 269.5506 | 283.6687
2020-05-06 17:50 | 0.00 | 171.432 | 167.7005 | 173.3328 | 165.3359 | 173.3393 | 166.6279 | 157.237 | 173.3455 | 168.1676 | 173.307 | 174.3418 | 173.342 | 174.1028 | 174.3029 | 173.3112 | 172.3754 | 157.6651 | 157.6787 | 157.6787 | 174.3029 | 163.6199 | 175.2574
2020-05-06 17:51 | 0.00 | 72.1996 | 72.1598 | 72.5659 | 72.1418 | 72.5332 | 70.9557 | 71.3085 | 72.4959 | 72.1632 | 72.664 | 72.4849 | 72.5178 | 71.3105 | 71.2749 | 72.6505 | 73.6941 | 70.1388 | 70.2692 | 70.2692 | 71.2749 | 71.1003 | 71.1539
2020-05-06 17:52 | 0.00 | 43.2782 | 43.1309 | 43.5784 | 42.9778 | 43.5416 | 42.4356 | 42.2128 | 43.4996 | 43.1581 | 43.6898 | 43.5518 | 43.5243 | 43.0868 | 43.0552 | 43.6744 | 45.0241 | 41.4833 | 41.6288 | 41.6288 | 43.0552 | 42.2411 | 42.9604
2020-05-06 17:53 | 0.00 | 47.2016 | 39.8971 | 55.9232 | 28.0622 | 55.888 | 37.8377 | 16.4539 | 55.8479 | 42.1109 | 56.0292 | 61.5619 | 55.8715 | 86.3018 | 87.1 | 56.0145 | 57.2401 | 17.4379 | 17.5907 | 17.5907 | 87.1 | 24.7468 | 90.9762
2020-05-06 17:54 | 0.00 | 6.8626 | 5.5877 | 10.3008 | 3.9105 | 10.2747 | 4.6911 | 3.8867 | 10.2452 | 6.1769 | 10.3797 | 12.7129 | 10.2625 | 26.5056 | 26.8933 | 10.3687 | 11.4446 | 3.727 | 3.8301 | 3.8301 | 26.8933 | 3.7675 | 28.7954
2020-05-06 17:55 | 0.00 | 0 | 0 | 0 | 0 | 0 | 0 | 0 | 0 | 0 | 0 | 0 | 0 | 0 | 0 | 0 | 0 | 0 | 0 | 0 | 0 | 0 | 0
2020-05-06 17:56 | 0.00 | 0 | 0 | 0 | 0 | 0 | 0 | 0 | 0 | 0 | 0 | 0 | 0 | 0 | 0 | 0 | 0 | 0 | 0 | 0 | 0 | 0 | 0
2020-05-06 17:57 | 0.00 | 0 | 0 | 0 | 0 | 0 | 0 | 0 | 0 | 0 | 0 | 0 | 0 | 0 | 0 | 0 | 0 | 0 | 0 | 0 | 0 | 0 | 0
2020-05-06 17:58 | 0.00 | 0 | 0 | 0 | 0 | 0 | 0 | 0 | 0 | 0 | 0 | 0 | 0 | 0 | 0 | 0 | 0 | 0 | 0 | 0 | 0 | 0 | 0
2020-05-06 17:59 | 0.00 | 0 | 0 | 0 | 0 | 0 | 0 | 0 | 0 | 0 | 0 | 0 | 0 | 0 | 0 | 0 | 0 | 0 | 0 | 0 | 0 | 0 | 0
2020-05-06 18:00 | 0.00 | 0 | 0 | 0 | 0 | 0 | 0 | 0 | 0 | 0 | 0 | 0 | 0 | 0 | 0 | 0 | 0 | 0 | 0 | 0 | 0 | 0 | 0
2020-05-06 18:01 | 0.00 | 0 | 0 | 0 | 0 | 0 | 0 | 0 | 0 | 0 | 0 | 0 | 0 | 0 | 0 | 0 | 0 | 0 | 0 | 0 | 0 | 0 | 0
2020-05-06 18:02 | 0.00 | 0 | 0 | 0 | 0 | 0 | 0 | 0 | 0 | 0 | 0 | 0 | 0 | 0 | 0 | 0 | 0 | 0 | 0 | 0 | 0 | 0 | 0
2020-05-06 18:03 | 0.00 | 0 | 0 | 0 | 0 | 0 | 0 | 0 | 0 | 0 | 0 | 0 | 0 | 0 | 0 | 0 | 0 | 0 | 0 | 0 | 0 | 0 | 0
2020-05-06 18:04 | 0.00 | 0 | 0 | 0 | 0 | 0 | 0 | 0 | 0 | 0 | 0 | 0 | 0 | 0 | 0 | 0 | 0 | 0 | 0 | 0 | 0 | 0 | 0
2020-05-06 18:05 | 0.00 | 1.3889 | 2.5899 | 1.6081 | 2.5042 | 1.5949 | 1.3665 | 3.3294 | 1.58 | 2.5551 | 1.6481 | 1.5436 | 1.5888 | 1.7788 | 1.7343 | 1.6425 | 2.2949 | 1.3661 | 1.4177 | 1.4177 | 1.7343 | 1.3556 | 1.5452
2020-05-06 18:06 | 0.00 | 32.7241 | 53.9727 | 39.3063 | 53.7907 | 39.2697 | 24.7255 | 63.8113 | 39.228 | 53.4103 | 39.417 | 38.1458 | 39.2525 | 39.7858 | 39.227 | 39.4017 | 40.7354 | 37.3383 | 37.4831 | 37.4831 | 39.227 | 36.1956 | 36.504
2020-05-06 18:07 | 0.00 | 107.1011 | 152.8346 | 121.2985 | 153.7116 | 121.278 | 86.9347 | 175.0183 | 121.2543 | 151.4736 | 121.3579 | 118.37 | 121.2683 | 117.7079 | 116.4923 | 121.3499 | 121.4985 | 118.8749 | 118.9599 | 118.9599 | 116.4923 | 116.2469 | 110.4236
2020-05-06 18:08 | 0.00 | 173.2194 | 207.5611 | 183.7862 | 209.4657 | 183.7905 | 155.7618 | 225.464 | 183.7942 | 206.3445 | 183.7675 | 181.0919 | 183.7921 | 175.0762 | 174.111 | 183.7707 | 182.1137 | 181.3609 | 181.3539 | 181.3539 | 174.111 | 180.2658 | 169.2597
2020-05-06 18:09 | 0.00 | 227.842 | 252.0776 | 235.626 | 254.1831 | 235.6584 | 212.8746 | 264.7044 | 235.6934 | 251.0956 | 235.518 | 233.4564 | 235.6731 | 224.4063 | 223.7169 | 235.5339 | 233.0363 | 231.0306 | 230.9232 | 230.9232 | 223.7169 | 231.881 | 220.2097
2020-05-06 18:10 | 0.00 | 267.4428 | 282.7452 | 273.2468 | 284.3225 | 273.3022 | 254.4338 | 289.0988 | 273.3628 | 282.0837 | 273.066 | 271.8154 | 273.3275 | 261.8823 | 261.4741 | 273.0923 | 270.2921 | 264.7975 | 264.6144 | 264.6144 | 261.4741 | 267.8519 | 259.3359
2020-05-06 18:11 | 0.00 | 311.8776 | 318.9934 | 316.5961 | 319.3061 | 316.6853 | 299.5705 | 317.3309 | 316.7835 | 318.7502 | 316.308 | 316.1485 | 316.7263 | 306.5126 | 306.4111 | 316.3497 | 314.3018 | 301.2696 | 300.9836 | 300.9836 | 306.4111 | 307.4446 | 305.7363
2020-05-06 18:12 | 0.00 | 372.0046 | 371.1082 | 376.5149 | 369.134 | 376.5977 | 359.2726 | 358.6842 | 376.6891 | 371.4383 | 376.2491 | 377.3067 | 376.6357 | 369.6867 | 369.886 | 376.2874 | 375.64 | 350.4448 | 350.0327 | 350.0327 | 369.886 | 360.8651 | 370.7828
2020-05-06 18:13 | 0.00 | 297.3649 | 289.485 | 301.5939 | 284.5454 | 301.6706 | 286.3138 | 266.8771 | 301.7548 | 290.4643 | 301.3456 | 303.8276 | 301.7057 | 302.3222 | 302.8143 | 301.3816 | 298.9961 | 267.3054 | 267.1152 | 267.1152 | 302.8143 | 280.5821 | 305.0658
2020-05-06 18:14 | 0.00 | 260.1932 | 247.6319 | 265.2348 | 239.2361 | 265.285 | 249.2641 | 214.5261 | 265.3397 | 249.2683 | 265.0707 | 268.8823 | 265.3078 | 274.0747 | 274.7899 | 265.0946 | 262.247 | 220.7183 | 220.6382 | 220.6382 | 274.7899 | 237.286 | 278.1604
2020-05-06 18:15 | 0.00 | 201.5757 | 189.0654 | 207.4265 | 178.6241 | 207.4415 | 191.4224 | 152.5745 | 207.4572 | 191.0091 | 207.3736 | 211.7434 | 207.4482 | 222.7302 | 223.4808 | 207.3816 | 205.0235 | 159.9836 | 160.0144 | 160.0144 | 223.4808 | 176.8161 | 227.0689
2020-05-06 18:16 | 0.00 | 142.5242 | 126.0335 | 152.8271 | 107.6507 | 152.8179 | 128.4747 | 70.0898 | 152.8066 | 129.309 | 152.8509 | 160.1833 | 152.8133 | 185.7122 | 186.8447 | 152.848 | 152.1718 | 80.2809 | 80.4008 | 80.4008 | 186.8447 | 104.1862 | 192.2866
2020-05-06 18:17 | 0.00 | 56.1572 | 45.97 | 67.419 | 30.0351 | 67.3859 | 43.8696 | 11.9679 | 67.3482 | 48.9134 | 67.5183 | 74.7979 | 67.3704 | 106.5126 | 107.5664 | 67.5045 | 68.5747 | 14.3513 | 14.5045 | 14.5045 | 107.5664 | 25.8084 | 112.6616
2020-05-06 18:18 | 0.00 | 5.5749 | 4.3922 | 8.8255 | 2.8636 | 8.7994 | 3.563 | 2.8376 | 8.7697 | 4.9443 | 8.9047 | 11.1016 | 8.7872 | 24.1845 | 24.5505 | 8.8937 | 9.9477 | 2.6903 | 2.7935 | 2.7935 | 24.5505 | 2.7196 | 26.349
2020-05-06 18:19 | 0.00 | 0 | 0 | 0 | 0 | 0 | 0 | 0 | 0 | 0 | 0 | 0 | 0 | 0 | 0 | 0 | 0 | 0 | 0 | 0 | 0 | 0 | 0
2020-05-06 18:20 | 0.00 | 0 | 0 | 0 | 0 | 0 | 0 | 0 | 0 | 0 | 0 | 0 | 0 | 0 | 0 | 0 | 0 | 0 | 0 | 0 | 0 | 0 | 0
2020-05-06 18:21 | 0.00 | 0 | 0 | 0 | 0 | 0 | 0 | 0 | 0 | 0 | 0 | 0 | 0 | 0 | 0 | 0 | 0 | 0 | 0 | 0 | 0 | 0 | 0
2020-05-06 18:22 | 0.00 | 0 | 0 | 0 | 0 | 0 | 0 | 0 | 0 | 0 | 0 | 0 | 0 | 0 | 0 | 0 | 0 | 0 | 0 | 0 | 0 | 0 | 0
2020-05-06 18:23 | 0.00 | 0 | 0 | 0 | 0 | 0 | 0 | 0 | 0 | 0 | 0 | 0 | 0 | 0 | 0 | 0 | 0 | 0 | 0 | 0 | 0 | 0 | 0
2020-05-06 18:24 | 0.00 | 0 | 0 | 0 | 0 | 0 | 0 | 0 | 0 | 0 | 0 | 0 | 0 | 0 | 0 | 0 | 0 | 0 | 0 | 0 | 0 | 0 | 0
2020-05-06 18:25 | 0.00 | 0 | 0 | 0 | 0 | 0 | 0 | 0 | 0 | 0 | 0 | 0 | 0 | 0 | 0 | 0 | 0 | 0 | 0 | 0 | 0 | 0 | 0
2020-05-06 18:26 | 0.00 | 0 | 0 | 0 | 0 | 0 | 0 | 0 | 0 | 0 | 0 | 0 | 0 | 0 | 0 | 0 | 0 | 0 | 0 | 0 | 0 | 0 | 0
2020-05-06 18:27 | 0.00 | 0 | 0 | 0 | 0 | 0 | 0 | 0 | 0 | 0 | 0 | 0 | 0 | 0 | 0 | 0 | 0 | 0 | 0 | 0 | 0 | 0 | 0
2020-05-06 18:28 | 0.00 | 0 | 0 | 0 | 0 | 0 | 0 | 0 | 0 | 0 | 0 | 0 | 0 | 0 | 0 | 0 | 0 | 0 | 0 | 0 | 0 | 0 | 0
2020-05-06 18:29 | 0.00 | 0.60438 | 0.62215 | 0.61195 | 0.62071 | 0.59876 | 0.59424 | 0.62169 | 0.58378 | 0.62147 | 0.65194 | 0.58249 | 0.59258 | 0.58392 | 0.56856 | 0.64638 | 1.1625 | 0.5026 | 0.55426 | 0.55426 | 0.56856 | 0.52476 | 0.51522
2020-05-06 18:30 | 0.00 | 29.5214 | 60.3753 | 38.7668 | 59.8294 | 38.7298 | 19.6852 | 74.9662 | 38.6877 | 59.5716 | 38.8785 | 37.2375 | 38.7125 | 40.5286 | 39.7472 | 38.863 | 40.22 | 36.0531 | 36.1991 | 36.1991 | 39.7472 | 34.3264 | 35.9381
2020-05-06 18:31 | 0.00 | 98.1517 | 141.4316 | 111.5392 | 142.302 | 111.5165 | 79.1155 | 162.6189 | 111.4902 | 140.1331 | 111.606 | 108.7487 | 111.5057 | 108.0081 | 106.8538 | 111.5969 | 111.914 | 109.2986 | 109.392 | 109.392 | 106.8538 | 106.8085 | 101.0999
2020-05-06 18:32 | 0.00 | 176.4996 | 216.5886 | 188.7712 | 218.7283 | 188.7771 | 156.517 | 237.5598 | 188.7826 | 215.1814 | 188.7473 | 185.6684 | 188.7795 | 179.2685 | 178.1484 | 188.7512 | 186.9699 | 186.4193 | 186.406 | 186.406 | 178.1484 | 184.9004 | 172.5171
2020-05-06 18:33 | 0.00 | 237.5959 | 266.1507 | 246.6648 | 268.5489 | 246.7026 | 220.5002 | 281.1829 | 246.7436 | 265.0058 | 246.5399 | 244.1505 | 246.7197 | 234.2393 | 233.4332 | 246.5582 | 243.5868 | 241.9265 | 241.7993 | 241.7993 | 233.4332 | 242.6026 | 229.3326
2020-05-06 18:34 | 0.00 | 280.6609 | 298.0003 | 287.1898 | 299.7474 | 287.2554 | 266.1845 | 305.275 | 287.3273 | 297.2563 | 286.9767 | 285.5956 | 287.2854 | 274.6962 | 274.2403 | 287.0076 | 284.3861 | 277.9331 | 277.715 | 277.715 | 274.2403 | 281.2441 | 271.8468
2020-05-06 18:35 | 0.00 | 307.8854 | 315.713 | 312.9307 | 316.0334 | 313.0165 | 294.9134 | 314.1742 | 313.1108 | 315.4488 | 312.6537 | 312.4286 | 313.0558 | 302.4451 | 302.3217 | 312.6937 | 310.525 | 296.9054 | 296.6337 | 296.6337 | 302.3217 | 303.3084 | 301.5438
2020-05-06 18:36 | 0.00 | 365.4487 | 364.6605 | 370.1356 | 362.5973 | 370.2152 | 352.3553 | 351.9594 | 370.3029 | 365.0012 | 369.88 | 370.9447 | 370.2517 | 363.2505 | 363.4602 | 369.9168 | 369.1503 | 343.4324 | 343.0074 | 343.0074 | 363.4602 | 354.1092 | 364.4403
2020-05-06 18:37 | 0.00 | 299.6529 | 291.8648 | 303.9571 | 286.8881 | 304.0357 | 288.4698 | 269.1813 | 304.1221 | 292.8472 | 303.7029 | 306.2035 | 304.0717 | 304.7099 | 305.2036 | 303.7397 | 301.3978 | 269.437 | 269.2412 | 269.2412 | 305.2036 | 282.7876 | 307.4593
2020-05-06 18:38 | 0.00 | 258.7118 | 245.6864 | 263.9681 | 236.8668 | 264.0173 | 247.4556 | 211.1422 | 264.071 | 247.4001 | 263.8069 | 267.781 | 264.0397 | 273.4999 | 274.2416 | 263.8304 | 260.9673 | 217.6678 | 217.5938 | 217.5938 | 274.2416 | 234.8707 | 277.7409
2020-05-06 18:39 | 0.00 | 204.7989 | 188.8083 | 211.9921 | 175.446 | 212.0096 | 192.6409 | 142.3241 | 212.028 | 191.2912 | 211.9313 | 217.4699 | 212.0173 | 232.0576 | 233.0028 | 211.9405 | 209.431 | 152.5895 | 152.631 | 152.631 | 233.0028 | 173.7012 | 237.5207
2020-05-06 18:40 | 0.00 | 142.5827 | 126.4323 | 152.8011 | 108.2485 | 152.7913 | 128.6396 | 71.0708 | 152.7794 | 129.6658 | 152.8268 | 160.0532 | 152.7865 | 185.2399 | 186.3522 | 152.8236 | 152.1902 | 81.0046 | 81.1257 | 81.1257 | 186.3522 | 104.6934 | 191.6968
2020-05-06 18:41 | 0.00 | 59.9482 | 50.1129 | 70.8641 | 34.5284 | 70.8317 | 47.9044 | 16.3104 | 70.7946 | 52.9689 | 70.9613 | 77.9659 | 70.8164 | 108.3136 | 109.3231 | 70.9479 | 71.9716 | 18.6463 | 18.7987 | 18.7987 | 109.3231 | 30.2212 | 114.2034
2020-05-06 18:42 | 0.00 | 8.1696 | 7.5656 | 9.4429 | 6.44 | 9.4169 | 7.0236 | 6.3318 | 9.3874 | 7.8224 | 9.5217 | 10.2145 | 9.4047 | 14.3543 | 14.4536 | 9.5108 | 10.6179 | 6.1098 | 6.2126 | 6.2126 | 14.4536 | 6.2067 | 14.9696
2020-05-06 18:43 | 0.00 | 0 | 0 | 0 | 0 | 0 | 0 | 0 | 0 | 0 | 0 | 0 | 0 | 0 | 0 | 0 | 0 | 0 | 0 | 0 | 0 | 0 | 0
2020-05-06 18:44 | 0.00 | 0 | 0 | 0 | 0 | 0 | 0 | 0 | 0 | 0 | 0 | 0 | 0 | 0 | 0 | 0 | 0 | 0 | 0 | 0 | 0 | 0 | 0
2020-05-06 18:45 | 0.00 | 0 | 0 | 0 | 0 | 0 | 0 | 0 | 0 | 0 | 0 | 0 | 0 | 0 | 0 | 0 | 0 | 0 | 0 | 0 | 0 | 0 | 0
2020-05-06 18:46 | 0.00 | 0 | 0 | 0 | 0 | 0 | 0 | 0 | 0 | 0 | 0 | 0 | 0 | 0 | 0 | 0 | 0 | 0 | 0 | 0 | 0 | 0 | 0
2020-05-06 18:47 | 0.00 | 0 | 0 | 0 | 0 | 0 | 0 | 0 | 0 | 0 | 0 | 0 | 0 | 0 | 0 | 0 | 0 | 0 | 0 | 0 | 0 | 0 | 0
2020-05-06 18:48 | 0.00 | 0 | 0 | 0 | 0 | 0 | 0 | 0 | 0 | 0 | 0 | 0 | 0 | 0 | 0 | 0 | 0 | 0 | 0 | 0 | 0 | 0 | 0
2020-05-06 18:49 | 0.00 | 0 | 0 | 0 | 0 | 0 | 0 | 0 | 0 | 0 | 0 | 0 | 0 | 0 | 0 | 0 | 0 | 0 | 0 | 0 | 0 | 0 | 0
2020-05-06 18:50 | 0.00 | 0 | 0 | 0 | 0 | 0 | 0 | 0 | 0 | 0 | 0 | 0 | 0 | 0 | 0 | 0 | 0 | 0 | 0 | 0 | 0 | 0 | 0
2020-05-06 18:51 | 0.00 | 0 | 0 | 0 | 0 | 0 | 0 | 0 | 0 | 0 | 0 | 0 | 0 | 0 | 0 | 0 | 0 | 0 | 0 | 0 | 0 | 0 | 0
2020-05-06 18:52 | 0.00 | 0 | 0 | 0 | 0 | 0 | 0 | 0 | 0 | 0 | 0 | 0 | 0 | 0 | 0 | 0 | 0 | 0 | 0 | 0 | 0 | 0 | 0
2020-05-06 18:53 | 0.00 | 0.61122 | 3.6695 | 1.3086 | 3.4926 | 1.302 | 0.4915 | 5.355 | 1.2945 | 3.5866 | 1.3285 | 1.1953 | 1.2989 | 1.7675 | 1.6888 | 1.3257 | 1.8358 | 0.963 | 0.98878 | 0.98878 | 1.6888 | 0.84201 | 1.3243
2020-05-06 18:54 | 0.00 | 28.5911 | 70.5549 | 41.0761 | 69.7229 | 41.0392 | 15.8178 | 90.3914 | 40.9973 | 69.4715 | 41.1874 | 39.062 | 41.0219 | 43.9158 | 42.8705 | 41.1719 | 42.5198 | 37.6087 | 37.7545 | 37.7545 | 42.8705 | 35.1686 | 37.7592
2020-05-06 18:55 | 0.00 | 100.0482 | 148.7789 | 115.176 | 149.6452 | 115.1539 | 78.7033 | 172.3466 | 115.1284 | 147.3403 | 115.2406 | 112.0826 | 115.1435 | 111.701 | 110.4081 | 115.2319 | 115.4994 | 112.699 | 112.7901 | 112.7901 | 110.4081 | 109.8221 | 103.9539
2020-05-06 18:56 | 0.00 | 159.3713 | 192.0367 | 169.4626 | 193.7565 | 169.4613 | 142.8143 | 208.9233 | 169.4588 | 190.8933 | 169.4616 | 166.9282 | 169.4604 | 161.5129 | 160.5951 | 169.4622 | 168.2091 | 166.9679 | 166.9818 | 166.9818 | 160.5951 | 165.9519 | 155.9919
2020-05-06 18:57 | 0.00 | 233.8683 | 261.7653 | 242.7655 | 264.0522 | 242.8008 | 217.1024 | 276.2939 | 242.839 | 260.6586 | 242.6485 | 240.3193 | 242.8168 | 230.7779 | 229.9868 | 242.6657 | 239.6763 | 238.1036 | 237.9855 | 237.9855 | 229.9868 | 238.7513 | 225.9619
2020-05-06 18:58 | 0.00 | 263.0044 | 277.5932 | 268.5595 | 279.0309 | 268.6128 | 250.6485 | 283.5489 | 268.671 | 276.9731 | 268.3853 | 267.2214 | 268.6371 | 257.9837 | 257.5978 | 268.4107 | 265.7656 | 260.4711 | 260.2949 | 260.2949 | 257.5978 | 263.3664 | 255.5735
2020-05-06 18:59 | 0.00 | 278.9502 | 284.0138 | 282.7164 | 284.1238 | 282.7831 | 268.9949 | 281.8657 | 282.8563 | 283.8579 | 282.4996 | 282.4316 | 282.8137 | 274.6984 | 274.6352 | 282.531 | 280.5136 | 269.5002 | 269.2902 | 269.2902 | 274.6352 | 274.8244 | 274.1914
2020-05-06 19:00 | 0.00 | 285.6974 | 285.9515 | 288.6041 | 285.0728 | 288.6515 | 277.356 | 279.2678 | 288.7034 | 286.0806 | 288.4494 | 288.9115 | 288.6732 | 283.201 | 283.2841 | 288.4719 | 287.1065 | 272.9026 | 272.6599 | 272.6599 | 283.2841 | 279.2299 | 283.6332
2020-05-06 19:01 | 0.00 | 190.4204 | 188.2322 | 192.354 | 186.7407 | 192.3771 | 184.9544 | 180.2447 | 192.4017 | 188.5227 | 192.2756 | 192.9924 | 192.3874 | 190.5669 | 190.7107 | 192.2873 | 191.9478 | 178.4274 | 178.3828 | 178.3828 | 190.7107 | 183.9233 | 191.3641
2020-05-06 19:02 | 0.00 | 128.2817 | 126.8574 | 129.3651 | 125.8629 | 129.3483 | 125.3947 | 122.0394 | 129.3286 | 127.0496 | 129.413 | 129.7292 | 129.3402 | 128.8581 | 128.9165 | 129.4066 | 129.2873 | 121.2644 | 121.3442 | 121.3442 | 128.9165 | 124.3493 | 129.2234
2020-05-06 19:03 | 0.00 | 167.2288 | 157.7549 | 171.9345 | 149.5349 | 171.9346 | 159.1014 | 129.1915 | 171.9337 | 159.2732 | 171.9287 | 175.2772 | 171.9344 | 183.8975 | 184.4628 | 171.93 | 170.6039 | 134.5107 | 134.5763 | 134.5763 | 184.4628 | 147.7565 | 187.1807
2020-05-06 19:04 | 0.00 | 125.1257 | 116.037 | 130.9704 | 106.0216 | 130.9555 | 116.6471 | 84.8223 | 130.938 | 117.8244 | 131.0122 | 134.9644 | 130.9483 | 148.1608 | 148.776 | 131.0067 | 130.7457 | 89.7952 | 89.9065 | 89.9065 | 148.776 | 103.5405 | 151.7491
2020-05-06 19:05 | 0.00 | 56.8432 | 52.8273 | 62.0288 | 46.0263 | 61.9945 | 50.9356 | 39.1238 | 61.9553 | 54.0919 | 62.1323 | 65.2095 | 61.9784 | 78.9601 | 79.3989 | 62.118 | 63.2837 | 39.1973 | 39.343 | 39.343 | 79.3989 | 43.595 | 81.5529
2020-05-06 19:06 | 0.00 | 10.7745 | 9.9044 | 13.1164 | 8.5241 | 13.0839 | 9.1016 | 8.3891 | 13.047 | 10.307 | 13.215 | 14.7033 | 13.0687 | 23.7846 | 24.0224 | 13.2013 | 14.4587 | 8.1102 | 8.2386 | 8.2386 | 24.0224 | 8.2326 | 25.2137
2020-05-06 19:07 | 0.00 | 0 | 0 | 0 | 0 | 0 | 0 | 0 | 0 | 0 | 0 | 0 | 0 | 0 | 0 | 0 | 0 | 0 | 0 | 0 | 0 | 0 | 0
2020-05-06 19:08 | 0.00 | 0 | 0 | 0 | 0 | 0 | 0 | 0 | 0 | 0 | 0 | 0 | 0 | 0 | 0 | 0 | 0 | 0 | 0 | 0 | 0 | 0 | 0
2020-05-06 19:09 | 0.00 | 0 | 0 | 0 | 0 | 0 | 0 | 0 | 0 | 0 | 0 | 0 | 0 | 0 | 0 | 0 | 0 | 0 | 0 | 0 | 0 | 0 | 0
2020-05-06 19:10 | 0.00 | 0 | 0 | 0 | 0 | 0 | 0 | 0 | 0 | 0 | 0 | 0 | 0 | 0 | 0 | 0 | 0 | 0 | 0 | 0 | 0 | 0 | 0
2020-05-06 19:11 | 0.00 | 0 | 0 | 0 | 0 | 0 | 0 | 0 | 0 | 0 | 0 | 0 | 0 | 0 | 0 | 0 | 0 | 0 | 0 | 0 | 0 | 0 | 0
2020-05-06 19:12 | 0.00 | 0 | 0 | 0 | 0 | 0 | 0 | 0 | 0 | 0 | 0 | 0 | 0 | 0 | 0 | 0 | 0 | 0 | 0 | 0 | 0 | 0 | 0
2020-05-06 19:13 | 0.00 | 0 | 0 | 0 | 0 | 0 | 0 | 0 | 0 | 0 | 0 | 0 | 0 | 0 | 0 | 0 | 0 | 0 | 0 | 0 | 0 | 0 | 0
2020-05-06 19:14 | 0.00 | 0 | 0 | 0 | 0 | 0 | 0 | 0 | 0 | 0 | 0 | 0 | 0 | 0 | 0 | 0 | 0 | 0 | 0 | 0 | 0 | 0 | 0
2020-05-06 19:15 | 0.00 | 0 | 0 | 0 | 0 | 0 | 0 | 0 | 0 | 0 | 0 | 0 | 0 | 0 | 0 | 0 | 0 | 0 | 0 | 0 | 0 | 0 | 0
2020-05-06 19:16 | 0.00 | 0 | 0 | 0 | 0 | 0 | 0 | 0 | 0 | 0 | 0 | 0 | 0 | 0 | 0 | 0 | 0 | 0 | 0 | 0 | 0 | 0 | 0
2020-05-06 19:17 | 0.00 | 0.71825 | 2.3828 | 1.0704 | 2.277 | 1.0572 | 0.66725 | 3.3196 | 1.0423 | 2.337 | 1.1104 | 0.98943 | 1.0511 | 1.3185 | 1.2635 | 1.1048 | 1.6203 | 0.80177 | 0.85341 | 0.85341 | 1.2635 | 0.75819 | 1.0231
2020-05-06 19:18 | 0.00 | 29.7339 | 68.9428 | 41.4388 | 68.1449 | 41.402 | 17.6731 | 87.4124 | 41.3602 | 67.9338 | 41.5499 | 39.5585 | 41.3848 | 44.0917 | 43.1133 | 41.5345 | 42.8782 | 38.0403 | 38.1859 | 38.1859 | 43.1133 | 35.8129 | 38.3315
2020-05-06 19:19 | 0.00 | 102.1477 | 151.5818 | 117.5102 | 152.4205 | 117.4888 | 80.5097 | 175.4554 | 117.4641 | 150.1265 | 117.5727 | 114.3935 | 117.4787 | 114.0907 | 112.7839 | 117.5642 | 117.7811 | 114.8523 | 114.941 | 114.941 | 112.7839 | 111.9795 | 106.2587
2020-05-06 19:20 | 0.00 | 177.9068 | 218.9122 | 190.522 | 220.9999 | 190.5286 | 157.4393 | 240.1415 | 190.535 | 217.4901 | 190.4956 | 187.388 | 190.5314 | 181.128 | 179.9873 | 190.4999 | 188.662 | 187.9273 | 187.9115 | 187.9115 | 179.9873 | 186.4054 | 174.2481
2020-05-06 19:21 | 0.00 | 238.8294 | 268.0266 | 248.1372 | 270.3905 | 248.176 | 221.385 | 283.2503 | 248.218 | 266.8705 | 248.0093 | 245.6007 | 248.1935 | 235.7648 | 234.9442 | 248.028 | 245.0636 | 243.2203 | 243.09 | 243.09 | 234.9442 | 243.9011 | 230.7677
2020-05-06 19:22 | 0.00 | 289.6632 | 304.1135 | 295.4213 | 305.505 | 295.4932 | 276.6119 | 309.4545 | 295.5721 | 303.5039 | 295.1883 | 294.1411 | 295.5261 | 284.2628 | 283.9041 | 295.2221 | 292.7301 | 285.993 | 285.7523 | 285.7523 | 283.9041 | 289.4757 | 281.9815
2020-05-06 19:23 | 0.00 | 266.02 | 272.7226 | 270.1215 | 273.0777 | 270.18 | 255.545 | 271.937 | 270.2439 | 272.4838 | 269.9311 | 269.6361 | 270.2067 | 261.4869 | 261.3614 | 269.9588 | 267.9308 | 257.5749 | 257.3925 | 257.3925 | 261.3614 | 262.5612 | 260.6237
2020-05-06 19:24 | 0.00 | 377.5708 | 377.0623 | 382.1841 | 375.103 | 382.3023 | 364.7295 | 364.9052 | 382.4328 | 377.3799 | 381.9255 | 383.0275 | 382.3566 | 375.4015 | 375.6289 | 381.9557 | 381.5745 | 356.2703 | 355.8204 | 355.8204 | 375.6289 | 366.6407 | 376.5259
2020-05-06 19:25 | 0.00 | 310.3974 | 303.117 | 314.7243 | 298.3108 | 314.8117 | 299.1833 | 281.1725 | 314.9079 | 304.0593 | 314.442 | 316.9057 | 314.8518 | 315.1739 | 315.6585 | 314.4828 | 312.3695 | 280.9139 | 280.687 | 280.687 | 315.6585 | 293.9896 | 317.8541
2020-05-06 19:26 | 0.00 | 238.8231 | 229.7193 | 242.8823 | 223.4223 | 242.9226 | 229.9053 | 204.7454 | 242.9665 | 230.9381 | 242.7491 | 245.6068 | 242.941 | 248.9705 | 249.504 | 242.7686 | 240.6532 | 208.4942 | 208.4289 | 208.4289 | 249.504 | 221.2933 | 252.0107
2020-05-06 19:27 | 0.00 | 193.0149 | 179.5021 | 199.4076 | 167.9339 | 199.4207 | 182.1954 | 139.4421 | 199.4343 | 181.6433 | 199.3609 | 204.1434 | 199.4265 | 216.725 | 217.5374 | 199.3681 | 197.2435 | 147.7171 | 147.7634 | 147.7634 | 217.5374 | 166.0278 | 221.4224
2020-05-06 19:28 | 0.00 | 142.0121 | 127.9294 | 151.1161 | 112.0043 | 151.1065 | 129.4223 | 79.3303 | 151.0949 | 130.7622 | 151.141 | 157.4909 | 151.1018 | 179.4464 | 180.4281 | 151.1379 | 150.4862 | 87.6409 | 87.7547 | 87.7547 | 180.4281 | 108.5864 | 185.1488
2020-05-06 19:29 | 0.00 | 66.6713 | 57.3865 | 76.7793 | 42.5752 | 76.7481 | 55.2176 | 23.6117 | 76.7126 | 60.0564 | 76.8725 | 83.2974 | 76.7335 | 110.704 | 111.6263 | 76.8597 | 77.7899 | 25.9946 | 26.1453 | 26.1453 | 111.6263 | 38.2132 | 116.0865
2020-05-06 19:30 | 0.00 | 10.1897 | 9.0033 | 13.5214 | 7.176 | 13.4889 | 7.9861 | 7.0379 | 13.452 | 9.5706 | 13.6198 | 15.8318 | 13.4737 | 29.0628 | 29.4224 | 13.6062 | 14.8605 | 6.7928 | 6.9214 | 6.9214 | 29.4224 | 6.8847 | 31.1987
2020-05-06 19:31 | 0.00 | 0 | 0 | 0 | 0 | 0 | 0 | 0 | 0 | 0 | 0 | 0 | 0 | 0 | 0 | 0 | 0 | 0 | 0 | 0 | 0 | 0 | 0
2020-05-06 19:32 | 0.00 | 0 | 0 | 0 | 0 | 0 | 0 | 0 | 0 | 0 | 0 | 0 | 0 | 0 | 0 | 0 | 0 | 0 | 0 | 0 | 0 | 0 | 0
2020-05-06 19:33 | 0.00 | 0 | 0 | 0 | 0 | 0 | 0 | 0 | 0 | 0 | 0 | 0 | 0 | 0 | 0 | 0 | 0 | 0 | 0 | 0 | 0 | 0 | 0
2020-05-06 19:34 | 0.00 | 0 | 0 | 0 | 0 | 0 | 0 | 0 | 0 | 0 | 0 | 0 | 0 | 0 | 0 | 0 | 0 | 0 | 0 | 0 | 0 | 0 | 0
2020-05-06 19:35 | 0.00 | 0 | 0 | 0 | 0 | 0 | 0 | 0 | 0 | 0 | 0 | 0 | 0 | 0 | 0 | 0 | 0 | 0 | 0 | 0 | 0 | 0 | 0
2020-05-06 19:36 | 0.00 | 0 | 0 | 0 | 0 | 0 | 0 | 0 | 0 | 0 | 0 | 0 | 0 | 0 | 0 | 0 | 0 | 0 | 0 | 0 | 0 | 0 | 0
2020-05-06 19:37 | 0.00 | 0 | 0 | 0 | 0 | 0 | 0 | 0 | 0 | 0 | 0 | 0 | 0 | 0 | 0 | 0 | 0 | 0 | 0 | 0 | 0 | 0 | 0
2020-05-06 19:38 | 0.00 | 0 | 0 | 0 | 0 | 0 | 0 | 0 | 0 | 0 | 0 | 0 | 0 | 0 | 0 | 0 | 0 | 0 | 0 | 0 | 0 | 0 | 0
2020-05-06 19:39 | 0.00 | 0 | 0 | 0 | 0 | 0 | 0 | 0 | 0 | 0 | 0 | 0 | 0 | 0 | 0 | 0 | 0 | 0 | 0 | 0 | 0 | 0 | 0
2020-05-06 19:40 | 0.00 | 0 | 0 | 0 | 0 | 0 | 0 | 0 | 0 | 0 | 0 | 0 | 0 | 0 | 0 | 0 | 0 | 0 | 0 | 0 | 0 | 0 | 0
2020-05-06 19:41 | 0.00 | 0.090978 | 0.090466 | 0.091617 | 0.090274 | 0.085021 | 0.08976 | 0.08726 | 0.077525 | 0.09038 | 0.11162 | 0.07724 | 0.081929 | 0.079615 | 0.072156 | 0.10884 | 0.44227 | 0.043842 | 0.069679 | 0.069679 | 0.072156 | 0.052801 | 0.046537
2020-05-06 19:42 | 0.00 | 25.0277 | 50.8612 | 32.9979 | 50.5402 | 32.9608 | 15.6889 | 62.7553 | 32.9186 | 50.1921 | 33.1101 | 31.6456 | 32.9434 | 34.092 | 33.4254 | 33.0946 | 34.4636 | 30.7815 | 30.9282 | 30.9282 | 33.4254 | 29.2902 | 30.1669
2020-05-06 19:43 | 0.00 | 101.1947 | 151.104 | 116.7633 | 151.8957 | 116.7416 | 79.2834 | 174.992 | 116.7165 | 149.6475 | 116.8267 | 113.6339 | 116.7313 | 113.4837 | 112.165 | 116.8181 | 117.0572 | 113.9721 | 114.0621 | 114.0621 | 112.165 | 111.0852 | 105.5776
2020-05-06 19:44 | 0.00 | 166.4369 | 202.7999 | 177.6853 | 204.6225 | 177.6861 | 148.1244 | 221.4764 | 177.686 | 201.5435 | 177.6775 | 174.9044 | 177.6862 | 169.2876 | 168.2716 | 177.6791 | 176.2708 | 175.0318 | 175.038 | 175.038 | 168.2716 | 173.8083 | 163.1694
2020-05-06 19:45 | 0.00 | 234.354 | 262.7806 | 243.4452 | 265.0434 | 243.481 | 217.3272 | 277.4991 | 243.5197 | 261.6622 | 243.3266 | 240.9834 | 243.4972 | 231.4948 | 230.6941 | 243.344 | 240.3635 | 238.5705 | 238.4511 | 238.4511 | 230.6941 | 239.2497 | 226.6207
2020-05-06 19:46 | 0.00 | 282.4198 | 299.973 | 289.0514 | 301.6372 | 289.1185 | 267.8556 | 307.2106 | 289.1921 | 299.2369 | 288.8336 | 287.4797 | 289.1492 | 276.8435 | 276.3864 | 288.8652 | 286.2786 | 279.697 | 279.4737 | 279.4737 | 276.3864 | 282.997 | 273.982
2020-05-06 19:47 | 0.00 | 262.9725 | 269.1299 | 266.84 | 269.4289 | 266.8945 | 253.0542 | 268.1736 | 266.954 | 268.9147 | 266.6623 | 266.4022 | 266.9193 | 258.7003 | 258.5872 | 266.6881 | 264.3668 | 254.7504 | 254.5807 | 254.5807 | 258.5872 | 259.5586 | 257.9185
2020-05-06 19:48 | 0.00 | 132.2719 | 131.6772 | 133.4173 | 131.1157 | 133.422 | 128.9139 | 128.0269 | 133.4263 | 131.7801 | 133.4763 | 133.6191 | 133.4239 | 131.5524 | 131.5959 | 133.4673 | 133.9623 | 126.0259 | 126.0337 | 126.0337 | 131.5959 | 128.9842 | 131.7931
2020-05-06 19:49 | 0.00 | 283.0782 | 278.149 | 286.417 | 274.8324 | 286.4869 | 274.1722 | 262.3419 | 286.5637 | 278.7968 | 286.1901 | 287.9217 | 286.519 | 285.6388 | 285.9813 | 286.223 | 284.165 | 261.1622 | 260.9739 | 260.9739 | 285.9813 | 271.0169 | 287.5172
2020-05-06 19:50 | 0.00 | 244.0975 | 236.1959 | 247.8095 | 230.7394 | 247.8507 | 235.7125 | 214.1766 | 247.8954 | 237.253 | 247.6738 | 250.1823 | 247.8694 | 252.492 | 252.9632 | 247.6937 | 245.213 | 216.9091 | 216.8318 | 216.8318 | 252.9632 | 228.4636 | 255.1676
2020-05-06 19:51 | 0.00 | 99.4829 | 98.2102 | 100.4479 | 97.206 | 100.4225 | 97.1154 | 93.8119 | 100.3933 | 98.3993 | 100.5228 | 100.796 | 100.4105 | 100.5233 | 100.5684 | 100.5126 | 101.019 | 93.2772 | 93.386 | 93.386 | 100.5684 | 95.9379 | 100.8249
2020-05-06 19:52 | 0.00 | 122.5068 | 112.682 | 129.2581 | 101.1143 | 129.2412 | 113.0761 | 77.4462 | 129.2213 | 114.7259 | 129.3065 | 133.823 | 129.2331 | 149.5301 | 150.2157 | 129.3001 | 129.1916 | 82.8222 | 82.9429 | 82.9429 | 150.2157 | 98.1537 | 153.525
2020-05-06 19:53 | 0.00 | 83.4898 | 73.8084 | 94.4658 | 57.9661 | 94.4391 | 71.0298 | 37.973 | 94.4084 | 76.6676 | 94.545 | 101.4793 | 94.4264 | 130.9681 | 131.9625 | 94.5342 | 95.1405 | 40.3421 | 40.4862 | 40.4862 | 131.9625 | 53.1365 | 136.757
2020-05-06 19:54 | 0.00 | 11.9451 | 10.7308 | 15.3003 | 8.7753 | 15.2679 | 9.6327 | 8.5925 | 15.2311 | 11.3102 | 15.3985 | 17.5571 | 15.2527 | 30.1546 | 30.495 | 15.3848 | 16.6379 | 8.3239 | 8.4524 | 8.4524 | 30.495 | 8.4371 | 32.1772
2020-05-06 19:55 | 0.00 | 0 | 0 | 0 | 0 | 0 | 0 | 0 | 0 | 0 | 0 | 0 | 0 | 0 | 0 | 0 | 0 | 0 | 0 | 0 | 0 | 0 | 0
2020-05-06 19:56 | 0.00 | 0 | 0 | 0 | 0 | 0 | 0 | 0 | 0 | 0 | 0 | 0 | 0 | 0 | 0 | 0 | 0 | 0 | 0 | 0 | 0 | 0 | 0
2020-05-06 19:57 | 0.00 | 0 | 0 | 0 | 0 | 0 | 0 | 0 | 0 | 0 | 0 | 0 | 0 | 0 | 0 | 0 | 0 | 0 | 0 | 0 | 0 | 0 | 0
2020-05-06 19:58 | 0.00 | 0 | 0 | 0 | 0 | 0 | 0 | 0 | 0 | 0 | 0 | 0 | 0 | 0 | 0 | 0 | 0 | 0 | 0 | 0 | 0 | 0 | 0
2020-05-06 19:59 | 0.00 | 0 | 0 | 0 | 0 | 0 | 0 | 0 | 0 | 0 | 0 | 0 | 0 | 0 | 0 | 0 | 0 | 0 | 0 | 0 | 0 | 0 | 0
2020-05-06 20:00 | 0.00 | 0 | 0 | 0 | 0 | 0 | 0 | 0 | 0 | 0 | 0 | 0 | 0 | 0 | 0 | 0 | 0 | 0 | 0 | 0 | 0 | 0 | 0
2020-05-06 20:01 | 0.00 | 0 | 0 | 0 | 0 | 0 | 0 | 0 | 0 | 0 | 0 | 0 | 0 | 0 | 0 | 0 | 0 | 0 | 0 | 0 | 0 | 0 | 0
2020-05-06 20:02 | 0.00 | 0 | 0 | 0 | 0 | 0 | 0 | 0 | 0 | 0 | 0 | 0 | 0 | 0 | 0 | 0 | 0 | 0 | 0 | 0 | 0 | 0 | 0
2020-05-06 20:03 | 0.00 | 0 | 0 | 0 | 0 | 0 | 0 | 0 | 0 | 0 | 0 | 0 | 0 | 0 | 0 | 0 | 0 | 0 | 0 | 0 | 0 | 0 | 0
2020-05-06 20:04 | 0.00 | 0 | 0 | 0 | 0 | 0 | 0 | 0 | 0 | 0 | 0 | 0 | 0 | 0 | 0 | 0 | 0 | 0 | 0 | 0 | 0 | 0 | 0
2020-05-06 20:05 | 0.00 | 0 | 0 | 0 | 0 | 0 | 0 | 0 | 0 | 0 | 0 | 0 | 0 | 0 | 0 | 0 | 0 | 0 | 0 | 0 | 0 | 0 | 0
2020-05-06 20:06 | 0.00 | 7.8419 | 7.8462 | 7.8863 | 7.8455 | 7.8469 | 7.7007 | 7.7496 | 7.8021 | 7.8455 | 8.0059 | 7.798 | 7.8284 | 7.6866 | 7.6419 | 7.9893 | 9.5278 | 7.3812 | 7.5357 | 7.5357 | 7.6419 | 7.5263 | 7.4877
2020-05-06 20:07 | 0.00 | 46.2098 | 46.308 | 46.4726 | 46.3105 | 46.4365 | 45.3747 | 45.8534 | 46.3954 | 46.3044 | 46.5817 | 46.3757 | 46.4196 | 45.6165 | 45.5729 | 46.5666 | 47.8618 | 44.863 | 45.0056 | 45.0056 | 45.5729 | 45.4716 | 45.4182
2020-05-06 20:08 | 0.00 | 98.2225 | 105.1363 | 100.6493 | 105.5668 | 100.6276 | 93.5901 | 108.1571 | 100.6025 | 104.8823 | 100.7126 | 100.0253 | 100.6173 | 97.5823 | 97.3607 | 100.704 | 101.0302 | 98.1272 | 98.2171 | 98.2171 | 97.3607 | 98.7463 | 96.2879
2020-05-06 20:09 | 0.00 | 223.8643 | 246.3789 | 231.2341 | 248.109 | 231.2645 | 209.9277 | 257.6369 | 231.2972 | 245.5022 | 231.1326 | 229.3087 | 231.2782 | 221.5163 | 220.8886 | 231.1476 | 228.655 | 226.4248 | 226.3251 | 226.3251 | 220.8886 | 227.3347 | 217.6899
2020-05-06 20:10 | 0.00 | 289.2401 | 307.4074 | 296.0918 | 309.1006 | 296.1641 | 274.2246 | 314.9002 | 296.2434 | 306.6512 | 295.8574 | 294.4811 | 296.1972 | 283.6334 | 283.1626 | 295.8914 | 293.401 | 286.5687 | 286.3267 | 286.3267 | 283.1626 | 289.912 | 280.6783
2020-05-06 20:11 | 0.00 | 311.8516 | 320.0554 | 316.9855 | 320.3284 | 317.0746 | 298.8617 | 318.7337 | 317.1727 | 319.7887 | 316.6978 | 316.4912 | 317.1155 | 306.83 | 306.7025 | 316.7394 | 314.6598 | 301.1557 | 300.8713 | 300.8713 | 306.7025 | 307.437 | 305.896
2020-05-06 20:12 | 0.00 | 220.4858 | 221.1504 | 222.4183 | 220.8102 | 222.4533 | 214.8392 | 217.4904 | 222.4913 | 221.185 | 222.3019 | 222.5115 | 222.4692 | 218.183 | 218.2181 | 222.319 | 221.3422 | 212.5766 | 212.4758 | 212.4758 | 218.2181 | 216.597 | 218.3192
2020-05-06 20:13 | 0.00 | 35.5127 | 35.49 | 35.6895 | 35.4888 | 35.6522 | 34.9002 | 35.0786 | 35.6097 | 35.4902 | 35.8022 | 35.6005 | 35.6347 | 35.0153 | 34.9736 | 35.7866 | 37.1684 | 34.3703 | 34.5171 | 34.5171 | 34.9736 | 34.8635 | 34.8305
2020-05-06 20:14 | 0.00 | 28.8256 | 28.7388 | 28.9899 | 28.6911 | 28.9523 | 28.2965 | 28.2414 | 28.9097 | 28.7479 | 29.1034 | 28.9223 | 28.9347 | 28.5124 | 28.474 | 29.0876 | 30.4861 | 27.6753 | 27.8231 | 27.8231 | 28.474 | 28.1519 | 28.3476
2020-05-06 20:15 | 0.00 | 123.2689 | 119.1034 | 125.573 | 115.5244 | 125.557 | 118.8509 | 106.0984 | 125.5384 | 119.7659 | 125.6181 | 126.9889 | 125.5494 | 129.9193 | 130.1498 | 125.6121 | 125.5279 | 107.6277 | 107.7203 | 107.7203 | 130.1498 | 114.0595 | 131.2828
2020-05-06 20:16 | 0.00 | 107.2916 | 98.3973 | 113.6617 | 87.5599 | 113.6402 | 98.5264 | 65.9208 | 113.6154 | 100.305 | 113.7243 | 117.9139 | 113.63 | 132.7971 | 133.4219 | 113.7158 | 113.9374 | 70.5983 | 70.7276 | 70.7276 | 133.4219 | 84.6559 | 136.4441
2020-05-06 20:17 | 0.00 | 45.583 | 38.6598 | 53.3208 | 27.6569 | 53.286 | 36.9843 | 14.4318 | 53.2463 | 40.6757 | 53.4257 | 58.3023 | 53.2696 | 79.6457 | 80.3436 | 53.4112 | 54.6118 | 16.1858 | 16.3388 | 16.3388 | 80.3436 | 24.508 | 83.7373
2020-05-06 20:18 | 0.00 | 7.7445 | 6.4622 | 11.5608 | 4.4713 | 11.5282 | 5.396 | 4.3453 | 11.4912 | 7.0702 | 11.6597 | 14.3003 | 11.5129 | 30.2558 | 30.6942 | 11.6459 | 12.91 | 4.1444 | 4.2734 | 4.2734 | 30.6942 | 4.1962 | 32.8482
2020-05-06 20:19 | 0.00 | 0 | 0 | 0 | 0 | 0 | 0 | 0 | 0 | 0 | 0 | 0 | 0 | 0 | 0 | 0 | 0 | 0 | 0 | 0 | 0 | 0 | 0
2020-05-06 20:20 | 0.00 | 0 | 0 | 0 | 0 | 0 | 0 | 0 | 0 | 0 | 0 | 0 | 0 | 0 | 0 | 0 | 0 | 0 | 0 | 0 | 0 | 0 | 0
2020-05-06 20:21 | 0.00 | 0 | 0 | 0 | 0 | 0 | 0 | 0 | 0 | 0 | 0 | 0 | 0 | 0 | 0 | 0 | 0 | 0 | 0 | 0 | 0 | 0 | 0
2020-05-06 20:22 | 0.00 | 0 | 0 | 0 | 0 | 0 | 0 | 0 | 0 | 0 | 0 | 0 | 0 | 0 | 0 | 0 | 0 | 0 | 0 | 0 | 0 | 0 | 0
2020-05-06 20:23 | 0.00 | 0 | 0 | 0 | 0 | 0 | 0 | 0 | 0 | 0 | 0 | 0 | 0 | 0 | 0 | 0 | 0 | 0 | 0 | 0 | 0 | 0 | 0
2020-05-06 20:24 | 0.00 | 0 | 0 | 0 | 0 | 0 | 0 | 0 | 0 | 0 | 0 | 0 | 0 | 0 | 0 | 0 | 0 | 0 | 0 | 0 | 0 | 0 | 0
2020-05-06 20:25 | 0.00 | 0 | 0 | 0 | 0 | 0 | 0 | 0 | 0 | 0 | 0 | 0 | 0 | 0 | 0 | 0 | 0 | 0 | 0 | 0 | 0 | 0 | 0
2020-05-06 20:26 | 0.00 | 0 | 0 | 0 | 0 | 0 | 0 | 0 | 0 | 0 | 0 | 0 | 0 | 0 | 0 | 0 | 0 | 0 | 0 | 0 | 0 | 0 | 0
2020-05-06 20:27 | 0.00 | 0 | 0 | 0 | 0 | 0 | 0 | 0 | 0 | 0 | 0 | 0 | 0 | 0 | 0 | 0 | 0 | 0 | 0 | 0 | 0 | 0 | 0
2020-05-06 20:28 | 0.00 | 0 | 0 | 0 | 0 | 0 | 0 | 0 | 0 | 0 | 0 | 0 | 0 | 0 | 0 | 0 | 0 | 0 | 0 | 0 | 0 | 0 | 0
2020-05-06 20:29 | 0.00 | 0.37783 | 4.6432 | 1.2241 | 4.3599 | 1.2109 | 0.28949 | 7.0945 | 1.1959 | 4.525 | 1.264 | 1.0633 | 1.2047 | 1.9388 | 1.82 | 1.2585 | 1.7736 | 0.75545 | 0.78125 | 0.78125 | 1.82 | 0.62168 | 1.2793
2020-05-06 20:30 | 0.00 | 29.1307 | 76.2676 | 43.1648 | 75.1872 | 43.1282 | 15.1285 | 98.2962 | 43.0867 | 75.0703 | 43.2751 | 40.9648 | 43.1111 | 46.773 | 45.6075 | 43.2598 | 44.5858 | 39.0265 | 39.1715 | 39.1715 | 45.6075 | 36.3507 | 39.9016
2020-05-06 20:31 | 0.00 | 113.6727 | 167.4959 | 130.5497 | 168.2766 | 130.5327 | 89.899 | 192.9744 | 130.5127 | 165.941 | 130.5983 | 127.2121 | 130.5245 | 127.1933 | 125.7795 | 130.5919 | 130.4894 | 127.3371 | 127.4102 | 127.4102 | 125.7795 | 124.2786 | 118.7004
2020-05-06 20:32 | 0.00 | 183.3664 | 226.1431 | 196.6293 | 228.2011 | 196.639 | 161.8739 | 247.9142 | 196.6489 | 224.6843 | 196.5931 | 193.4026 | 196.6433 | 187.1785 | 185.9923 | 196.5987 | 194.5721 | 193.7362 | 193.7093 | 193.7093 | 185.9923 | 192.172 | 180.0127
2020-05-06 20:33 | 0.00 | 245.2877 | 275.316 | 254.9276 | 277.6411 | 254.9707 | 227.2709 | 290.7145 | 255.0176 | 274.147 | 254.7857 | 252.3591 | 254.9903 | 242.5212 | 241.6812 | 254.8065 | 251.8757 | 249.7631 | 249.6171 | 249.6171 | 241.6812 | 250.4662 | 237.3945
2020-05-06 20:34 | 0.00 | 293.6658 | 311.9996 | 300.5935 | 313.6892 | 300.6695 | 278.5029 | 319.519 | 300.753 | 311.2395 | 300.3473 | 298.9821 | 300.7043 | 288.0772 | 287.6064 | 300.383 | 297.9895 | 290.9439 | 290.6889 | 290.6889 | 287.6064 | 294.3306 | 285.1149
2020-05-06 20:35 | 0.00 | 293.3296 | 299.4169 | 297.3353 | 299.6514 | 297.4096 | 282.9876 | 298.0354 | 297.4911 | 299.2139 | 297.0948 | 296.9627 | 297.4436 | 288.9836 | 288.8967 | 297.1296 | 294.7519 | 284.4661 | 284.2266 | 284.2266 | 288.8967 | 289.619 | 288.3202
2020-05-06 20:36 | 0.00 | 359.0879 | 358.9689 | 363.2841 | 357.2843 | 363.3279 | 347.4577 | 348.4176 | 363.3949 | 359.2339 | 363.1428 | 363.8787 | 363.3487 | 356.9774 | 357.1324 | 363.1632 | 362.2181 | 340.1226 | 339.7812 | 339.7812 | 357.1324 | 349.353 | 357.8178
2020-05-06 20:37 | 0.00 | 258.0045 | 253.995 | 260.968 | 251.2272 | 261.0199 | 250.0505 | 240.5925 | 261.0765 | 254.5328 | 260.7985 | 262.2016 | 261.0435 | 259.8515 | 260.128 | 260.8232 | 258.6013 | 239.0441 | 238.9098 | 238.9098 | 260.128 | 247.5888 | 261.3749
2020-05-06 20:38 | 0.00 | 183.6233 | 180.1743 | 185.6225 | 177.8378 | 185.6315 | 178.6116 | 169.8523 | 185.6406 | 180.6291 | 185.5884 | 186.6101 | 185.6355 | 186.2229 | 186.4177 | 185.5937 | 184.2952 | 169.8515 | 169.8547 | 169.8547 | 186.4177 | 175.8425 | 187.3412
2020-05-06 20:39 | 0.00 | 146.0642 | 143.3023 | 147.8555 | 141.0329 | 147.8448 | 142.1019 | 134.3107 | 147.832 | 143.7269 | 147.8838 | 148.7557 | 147.8396 | 149.5098 | 149.6615 | 147.8802 | 147.3081 | 134.413 | 134.4776 | 134.4776 | 149.6615 | 139.3406 | 150.4076
2020-05-06 20:40 | 0.00 | 77.7516 | 77.0209 | 78.5683 | 76.2147 | 78.5369 | 75.9083 | 73.7991 | 78.501 | 77.1648 | 78.6624 | 78.8127 | 78.5221 | 78.7929 | 78.8093 | 78.6495 | 79.6001 | 73.0612 | 73.1894 | 73.1894 | 78.8093 | 75.0285 | 78.9364
2020-05-06 20:41 | 0.00 | 48.865 | 46.3878 | 52.5009 | 41.8432 | 52.4652 | 44.6681 | 37.7314 | 52.4245 | 47.2359 | 52.6088 | 54.6305 | 52.4484 | 63.9638 | 64.2447 | 52.5939 | 53.8622 | 37.288 | 37.4352 | 37.4352 | 64.2447 | 39.9291 | 65.6434
2020-05-06 20:42 | 0.00 | 15.0371 | 13.2097 | 20.28 | 10.154 | 20.2481 | 11.518 | 9.8601 | 20.2117 | 14.1068 | 20.3769 | 23.769 | 20.2331 | 42.9282 | 43.4595 | 20.3635 | 21.5817 | 9.5933 | 9.7216 | 9.7216 | 43.4595 | 9.7051 | 46.0537
2020-05-06 20:43 | 0.00 | 0 | 0 | 0 | 0 | 0 | 0 | 0 | 0 | 0 | 0 | 0 | 0 | 0 | 0 | 0 | 0 | 0 | 0 | 0 | 0 | 0 | 0
2020-05-06 20:44 | 0.00 | 0 | 0 | 0 | 0 | 0 | 0 | 0 | 0 | 0 | 0 | 0 | 0 | 0 | 0 | 0 | 0 | 0 | 0 | 0 | 0 | 0 | 0
2020-05-06 20:45 | 0.00 | 0 | 0 | 0 | 0 | 0 | 0 | 0 | 0 | 0 | 0 | 0 | 0 | 0 | 0 | 0 | 0 | 0 | 0 | 0 | 0 | 0 | 0
2020-05-06 20:46 | 0.00 | 0 | 0 | 0 | 0 | 0 | 0 | 0 | 0 | 0 | 0 | 0 | 0 | 0 | 0 | 0 | 0 | 0 | 0 | 0 | 0 | 0 | 0
2020-05-06 20:47 | 0.00 | 0 | 0 | 0 | 0 | 0 | 0 | 0 | 0 | 0 | 0 | 0 | 0 | 0 | 0 | 0 | 0 | 0 | 0 | 0 | 0 | 0 | 0
2020-05-06 20:48 | 0.00 | 0 | 0 | 0 | 0 | 0 | 0 | 0 | 0 | 0 | 0 | 0 | 0 | 0 | 0 | 0 | 0 | 0 | 0 | 0 | 0 | 0 | 0
2020-05-06 20:49 | 0.00 | 0 | 0 | 0 | 0 | 0 | 0 | 0 | 0 | 0 | 0 | 0 | 0 | 0 | 0 | 0 | 0 | 0 | 0 | 0 | 0 | 0 | 0
2020-05-06 20:50 | 0.00 | 0 | 0 | 0 | 0 | 0 | 0 | 0 | 0 | 0 | 0 | 0 | 0 | 0 | 0 | 0 | 0 | 0 | 0 | 0 | 0 | 0 | 0
2020-05-06 20:51 | 0.00 | 0 | 0 | 0 | 0 | 0 | 0 | 0 | 0 | 0 | 0 | 0 | 0 | 0 | 0 | 0 | 0 | 0 | 0 | 0 | 0 | 0 | 0
2020-05-06 20:52 | 0.00 | 0 | 0 | 0 | 0 | 0 | 0 | 0 | 0 | 0 | 0 | 0 | 0 | 0 | 0 | 0 | 0 | 0 | 0 | 0 | 0 | 0 | 0
2020-05-06 20:53 | 0.00 | 0.47537 | 5.0949 | 1.3839 | 4.7756 | 1.3707 | 0.40006 | 7.7726 | 1.3558 | 4.9667 | 1.4238 | 1.2168 | 1.3645 | 2.1706 | 2.0434 | 1.4183 | 1.9333 | 0.8306 | 0.88223 | 0.88223 | 2.0434 | 0.68196 | 1.4649
2020-05-06 20:54 | 0.00 | 29.1881 | 74.9314 | 42.8187 | 73.865 | 42.7821 | 15.5789 | 96.2879 | 42.7405 | 73.7715 | 42.9292 | 40.6878 | 42.765 | 46.3474 | 45.216 | 42.9139 | 44.2431 | 38.7256 | 38.8708 | 38.8708 | 45.216 | 36.1536 | 39.6783
2020-05-06 20:55 | 0.00 | 103.4238 | 156.6096 | 120.0765 | 157.35 | 120.0558 | 80.0913 | 181.8151 | 120.0319 | 155.0768 | 120.1365 | 116.7858 | 120.046 | 116.9642 | 115.5654 | 120.1284 | 120.2905 | 116.9947 | 117.081 | 117.081 | 115.5654 | 113.9144 | 108.5705
2020-05-06 20:56 | 0.00 | 181.7666 | 224.8138 | 195.1189 | 226.859 | 195.1279 | 160.1712 | 246.6895 | 195.1368 | 223.3501 | 195.0853 | 191.8809 | 195.1317 | 185.7296 | 184.5364 | 195.0906 | 193.0899 | 192.211 | 192.1871 | 192.1871 | 184.5364 | 190.6212 | 178.5226
2020-05-06 20:57 | 0.00 | 242.4171 | 272.4029 | 252.041 | 274.7035 | 252.0822 | 224.4788 | 287.7718 | 252.127 | 271.2386 | 251.9053 | 249.4821 | 252.1009 | 239.7682 | 238.929 | 251.9251 | 248.9741 | 246.8999 | 246.761 | 246.761 | 238.929 | 247.5819 | 234.6502
2020-05-06 20:58 | 0.00 | 285.5577 | 303.9289 | 292.4693 | 305.6078 | 292.5389 | 270.4946 | 311.5154 | 292.6153 | 303.1694 | 292.2434 | 290.8477 | 292.5708 | 280.0948 | 279.6166 | 292.2761 | 289.7375 | 282.962 | 282.7299 | 282.7299 | 279.6166 | 286.2697 | 277.1003
2020-05-06 20:59 | 0.00 | 316.4938 | 325.1847 | 321.857 | 325.4675 | 321.9502 | 303.0211 | 323.9405 | 322.0528 | 324.9031 | 321.5565 | 321.3372 | 321.993 | 311.393 | 311.2571 | 321.5999 | 319.6282 | 305.5528 | 305.2552 | 305.2552 | 311.2571 | 312.0003 | 310.4016
2020-05-06 21:00 | 0.00 | 378.6871 | 378.64 | 383.6126 | 376.5707 | 383.6998 | 365.2187 | 366.2278 | 383.7959 | 378.9611 | 383.3993 | 384.3996 | 383.7398 | 376.7293 | 376.9167 | 383.4274 | 382.8793 | 356.5686 | 356.1788 | 356.1788 | 376.9167 | 367.3086 | 377.715
2020-05-06 21:01 | 0.00 | 300.5626 | 293.5587 | 304.9641 | 288.7266 | 305.0436 | 289.2851 | 271.6967 | 305.131 | 294.4968 | 304.707 | 307.1195 | 305.08 | 305.5269 | 305.9962 | 304.7442 | 302.4324 | 271.0844 | 270.8838 | 270.8838 | 305.9962 | 284.1663 | 308.1298
2020-05-06 21:02 | 0.00 | 270.7392 | 258.464 | 276.0987 | 249.8465 | 276.1564 | 259.25 | 224.7483 | 276.2195 | 260.1255 | 275.9107 | 279.8162 | 276.1827 | 285.1304 | 285.8554 | 275.938 | 273.1922 | 230.3302 | 230.2292 | 230.2292 | 285.8554 | 247.3472 | 289.2565
2020-05-06 21:03 | 0.00 | 197.7314 | 184.698 | 203.8681 | 173.753 | 203.8832 | 187.0442 | 146.2997 | 203.8991 | 186.7317 | 203.8148 | 208.3668 | 203.89 | 219.7978 | 220.5779 | 203.8229 | 201.777 | 153.9992 | 154.0353 | 154.0353 | 220.5779 | 171.7672 | 224.3065
2020-05-06 21:04 | 0.00 | 110.1786 | 104.0773 | 114.3489 | 97.2471 | 114.3267 | 103.9057 | 82.6306 | 114.301 | 105.2948 | 114.414 | 117.058 | 114.3162 | 125.7837 | 126.1929 | 114.4052 | 114.683 | 85.438 | 85.5562 | 85.5562 | 126.1929 | 95.0965 | 128.1925
2020-05-06 21:05 | 0.00 | 45.0154 | 44.5168 | 45.7309 | 43.7571 | 45.6944 | 43.715 | 42.2125 | 45.6528 | 44.6522 | 45.8412 | 45.9737 | 45.6773 | 46.662 | 46.6699 | 45.8259 | 47.1503 | 41.5789 | 41.7241 | 41.7241 | 46.6699 | 42.8404 | 46.764
2020-05-06 21:06 | 0.00 | 5.0644 | 5.0487 | 5.0958 | 5.0477 | 5.0695 | 4.9757 | 4.9758 | 5.0397 | 5.0491 | 5.1911 | 5.0451 | 5.0572 | 5.1766 | 5.1458 | 5.1772 | 6.4598 | 4.7542 | 4.8571 | 4.8571 | 5.1458 | 4.8506 | 5.0487
2020-05-06 21:07 | 0.00 | 0 | 0 | 0 | 0 | 0 | 0 | 0 | 0 | 0 | 0 | 0 | 0 | 0 | 0 | 0 | 0 | 0 | 0 | 0 | 0 | 0 | 0
2020-05-06 21:08 | 0.00 | 0 | 0 | 0 | 0 | 0 | 0 | 0 | 0 | 0 | 0 | 0 | 0 | 0 | 0 | 0 | 0 | 0 | 0 | 0 | 0 | 0 | 0
2020-05-06 21:09 | 0.00 | 0 | 0 | 0 | 0 | 0 | 0 | 0 | 0 | 0 | 0 | 0 | 0 | 0 | 0 | 0 | 0 | 0 | 0 | 0 | 0 | 0 | 0
2020-05-06 21:10 | 0.00 | 0 | 0 | 0 | 0 | 0 | 0 | 0 | 0 | 0 | 0 | 0 | 0 | 0 | 0 | 0 | 0 | 0 | 0 | 0 | 0 | 0 | 0
2020-05-06 21:11 | 0.00 | 0 | 0 | 0 | 0 | 0 | 0 | 0 | 0 | 0 | 0 | 0 | 0 | 0 | 0 | 0 | 0 | 0 | 0 | 0 | 0 | 0 | 0
2020-05-06 21:12 | 0.00 | 0 | 0 | 0 | 0 | 0 | 0 | 0 | 0 | 0 | 0 | 0 | 0 | 0 | 0 | 0 | 0 | 0 | 0 | 0 | 0 | 0 | 0
2020-05-06 21:13 | 0.00 | 0 | 0 | 0 | 0 | 0 | 0 | 0 | 0 | 0 | 0 | 0 | 0 | 0 | 0 | 0 | 0 | 0 | 0 | 0 | 0 | 0 | 0
2020-05-06 21:14 | 0.00 | 0 | 0 | 0 | 0 | 0 | 0 | 0 | 0 | 0 | 0 | 0 | 0 | 0 | 0 | 0 | 0 | 0 | 0 | 0 | 0 | 0 | 0
2020-05-06 21:15 | 0.00 | 0 | 0 | 0 | 0 | 0 | 0 | 0 | 0 | 0 | 0 | 0 | 0 | 0 | 0 | 0 | 0 | 0 | 0 | 0 | 0 | 0 | 0
2020-05-06 21:16 | 0.00 | 0 | 0 | 0 | 0 | 0 | 0 | 0 | 0 | 0 | 0 | 0 | 0 | 0 | 0 | 0 | 0 | 0 | 0 | 0 | 0 | 0 | 0
2020-05-06 21:17 | 0.00 | 0.18688 | 0.18673 | 0.18796 | 0.1865 | 0.18136 | 0.18435 | 0.18291 | 0.17387 | 0.18663 | 0.20796 | 0.17356 | 0.17827 | 0.17471 | 0.16724 | 0.20518 | 0.46335 | 0.13784 | 0.16368 | 0.16368 | 0.16724 | 0.14776 | 0.14159
2020-05-06 21:18 | 0.00 | 22.0494 | 28.3264 | 24.0398 | 28.1816 | 24.0012 | 19.727 | 31.0534 | 23.9573 | 28.1675 | 24.1567 | 23.6706 | 23.9831 | 24.1665 | 23.9744 | 24.1404 | 25.618 | 22.7045 | 22.8561 | 22.8561 | 23.9744 | 22.6133 | 23.0884
2020-05-06 21:19 | 0.00 | 62.5647 | 67.2296 | 64.2459 | 67.3591 | 64.2141 | 59.6122 | 69.0521 | 64.1777 | 67.0827 | 64.3412 | 63.8551 | 64.1991 | 62.8182 | 62.6589 | 64.3281 | 65.3075 | 62.3395 | 62.4665 | 62.4665 | 62.6589 | 62.739 | 61.9158
2020-05-06 21:20 | 0.00 | 45.9585 | 46.745 | 46.418 | 46.7739 | 46.3825 | 44.8483 | 46.6782 | 46.342 | 46.7185 | 46.525 | 46.2746 | 46.3658 | 45.496 | 45.4346 | 46.5102 | 47.7597 | 44.8517 | 44.992 | 44.992 | 45.4346 | 45.3951 | 45.1899
2020-05-06 21:21 | 0.00 | 43.7531 | 43.7683 | 43.9801 | 43.7711 | 43.9432 | 42.9861 | 43.296 | 43.9012 | 43.7669 | 44.0915 | 43.8864 | 43.9259 | 43.1557 | 43.1133 | 44.0761 | 45.4275 | 42.4299 | 42.5752 | 42.5752 | 43.1133 | 43.0195 | 42.9662
2020-05-06 21:22 | 0.00 | 90.083 | 90.1038 | 90.5356 | 90.1072 | 90.5068 | 88.5436 | 89.1548 | 90.4738 | 90.1022 | 90.6214 | 90.4477 | 90.4932 | 88.9513 | 88.9176 | 90.6096 | 91.3683 | 87.7059 | 87.8223 | 87.8223 | 88.9176 | 88.8476 | 88.7986
2020-05-06 21:23 | 0.00 | 94.5182 | 94.515 | 94.9851 | 94.5152 | 94.958 | 92.9194 | 93.5052 | 94.9269 | 94.5147 | 95.0656 | 94.9025 | 94.9453 | 93.3441 | 93.313 | 95.0546 | 95.6895 | 92.0409 | 92.1512 | 92.1512 | 93.313 | 93.2343 | 93.2038
2020-05-06 21:24 | 0.00 | 153.5059 | 153.4293 | 154.3096 | 153.355 | 154.3038 | 150.8313 | 151.5533 | 154.2963 | 153.4428 | 154.3226 | 154.2897 | 154.3008 | 151.824 | 151.8214 | 154.3212 | 153.6958 | 149.4344 | 149.4693 | 149.4693 | 151.8214 | 151.4522 | 151.8136
2020-05-06 21:25 | 0.00 | 234.0967 | 232.8346 | 235.6916 | 231.9778 | 235.724 | 229.3092 | 227.2403 | 235.7589 | 233.0021 | 235.5838 | 236.0784 | 235.7386 | 233.0455 | 233.1491 | 235.5997 | 233.0703 | 224.9887 | 224.8957 | 224.8957 | 233.1491 | 229.2989 | 233.5903
2020-05-06 21:26 | 0.00 | 277.0306 | 265.5373 | 282.1523 | 257.4849 | 282.2145 | 265.898 | 233.788 | 282.2826 | 267.091 | 281.95 | 285.6438 | 282.2429 | 290.2405 | 290.929 | 281.9794 | 279.3184 | 238.7271 | 238.6066 | 238.6066 | 290.929 | 254.9175 | 294.1468
2020-05-06 21:27 | 0.00 | 100.3606 | 99.9937 | 100.9784 | 99.7254 | 100.9537 | 98.4809 | 98.0145 | 100.9252 | 100.0447 | 101.0514 | 101.0156 | 100.942 | 99.7179 | 99.71 | 101.0415 | 101.5031 | 96.7693 | 96.8728 | 96.8728 | 99.71 | 98.4167 | 99.7092
2020-05-06 21:28 | 0.00 | 87.4548 | 86.4294 | 88.5829 | 85.1795 | 88.5537 | 85.1574 | 81.9315 | 88.5202 | 86.6505 | 88.67 | 89.0125 | 88.5399 | 89.5968 | 89.6426 | 88.658 | 89.4466 | 81.2438 | 81.3655 | 81.3655 | 89.6426 | 83.7906 | 89.9069
2020-05-06 21:29 | 0.00 | 43.3982 | 43.1657 | 43.8279 | 42.8347 | 43.7915 | 42.4233 | 41.9006 | 43.75 | 43.2249 | 43.9381 | 43.8842 | 43.7744 | 43.7934 | 43.774 | 43.9228 | 45.2435 | 41.1769 | 41.3213 | 41.3213 | 43.774 | 42.0428 | 43.7367
2020-05-06 21:30 | 0.00 | 3.7069 | 3.6957 | 3.7244 | 3.6957 | 3.7046 | 3.643 | 3.6429 | 3.6822 | 3.6957 | 3.7841 | 3.6808 | 3.6954 | 3.6264 | 3.6043 | 3.7758 | 4.5895 | 3.4779 | 3.5552 | 3.5552 | 3.6043 | 3.5491 | 3.5288
2020-05-06 21:31 | 0.00 | 0 | 0 | 0 | 0 | 0 | 0 | 0 | 0 | 0 | 0 | 0 | 0 | 0 | 0 | 0 | 0 | 0 | 0 | 0 | 0 | 0 | 0
2020-05-06 21:32 | 0.00 | 0 | 0 | 0 | 0 | 0 | 0 | 0 | 0 | 0 | 0 | 0 | 0 | 0 | 0 | 0 | 0 | 0 | 0 | 0 | 0 | 0 | 0
2020-05-06 21:33 | 0.00 | 0 | 0 | 0 | 0 | 0 | 0 | 0 | 0 | 0 | 0 | 0 | 0 | 0 | 0 | 0 | 0 | 0 | 0 | 0 | 0 | 0 | 0
2020-05-06 21:34 | 0.00 | 0 | 0 | 0 | 0 | 0 | 0 | 0 | 0 | 0 | 0 | 0 | 0 | 0 | 0 | 0 | 0 | 0 | 0 | 0 | 0 | 0 | 0
2020-05-06 21:35 | 0.00 | 0 | 0 | 0 | 0 | 0 | 0 | 0 | 0 | 0 | 0 | 0 | 0 | 0 | 0 | 0 | 0 | 0 | 0 | 0 | 0 | 0 | 0
2020-05-06 21:36 | 0.00 | 0 | 0 | 0 | 0 | 0 | 0 | 0 | 0 | 0 | 0 | 0 | 0 | 0 | 0 | 0 | 0 | 0 | 0 | 0 | 0 | 0 | 0
2020-05-06 21:37 | 0.00 | 0 | 0 | 0 | 0 | 0 | 0 | 0 | 0 | 0 | 0 | 0 | 0 | 0 | 0 | 0 | 0 | 0 | 0 | 0 | 0 | 0 | 0
2020-05-06 21:38 | 0.00 | 0 | 0 | 0 | 0 | 0 | 0 | 0 | 0 | 0 | 0 | 0 | 0 | 0 | 0 | 0 | 0 | 0 | 0 | 0 | 0 | 0 | 0
2020-05-06 21:39 | 0.00 | 0 | 0 | 0 | 0 | 0 | 0 | 0 | 0 | 0 | 0 | 0 | 0 | 0 | 0 | 0 | 0 | 0 | 0 | 0 | 0 | 0 | 0
2020-05-06 21:40 | 0.00 | 0 | 0 | 0 | 0 | 0 | 0 | 0 | 0 | 0 | 0 | 0 | 0 | 0 | 0 | 0 | 0 | 0 | 0 | 0 | 0 | 0 | 0
2020-05-06 21:41 | 0.00 | 0.67925 | 2.296 | 1.0296 | 2.1904 | 1.0164 | 0.64263 | 3.1894 | 1.0015 | 2.2525 | 1.0696 | 0.951 | 1.0103 | 1.2779 | 1.2242 | 1.064 | 1.5795 | 0.75859 | 0.80991 | 0.80991 | 1.2242 | 0.71788 | 0.98941
2020-05-06 21:42 | 0.00 | 29.5678 | 65.3816 | 40.276 | 64.5219 | 40.239 | 18.773 | 82.0897 | 40.1969 | 64.4738 | 40.3877 | 38.5984 | 40.2217 | 42.9749 | 42.0816 | 40.3722 | 41.7306 | 36.776 | 36.9224 | 36.9224 | 42.0816 | 34.8671 | 37.7231
2020-05-06 21:43 | 0.00 | 109.3856 | 161.5266 | 125.7162 | 162.228 | 125.6979 | 86.5067 | 186.2794 | 125.6765 | 160.022 | 125.7689 | 122.5096 | 125.6892 | 122.6449 | 121.2798 | 125.7619 | 125.7532 | 122.45 | 122.528 | 122.528 | 121.2798 | 119.5318 | 114.4525
2020-05-06 21:44 | 0.00 | 154.7542 | 170.1458 | 159.9082 | 170.8874 | 159.9022 | 145.72 | 177.2569 | 159.8946 | 169.6139 | 159.9217 | 158.7195 | 159.8992 | 155.093 | 154.6613 | 159.9203 | 159.0052 | 156.2361 | 156.2689 | 156.2689 | 154.6613 | 156.7669 | 152.5062
2020-05-06 21:45 | 0.00 | 198.6743 | 209.0654 | 202.542 | 209.8783 | 202.5568 | 190.6284 | 213.3066 | 202.5723 | 208.6565 | 202.4896 | 201.6313 | 202.5634 | 196.3794 | 196.0919 | 202.4976 | 200.5819 | 197.4446 | 197.4031 | 197.4031 | 196.0919 | 199.0833 | 194.6246
2020-05-06 21:46 | 0.00 | 285.4499 | 303.6678 | 292.3175 | 305.3235 | 292.3871 | 270.5201 | 311.1575 | 292.4635 | 302.915 | 292.0918 | 290.717 | 292.419 | 280.0622 | 279.5915 | 292.1246 | 289.5892 | 282.7808 | 282.5489 | 282.5489 | 279.5915 | 286.0997 | 277.1136
2020-05-06 21:47 | 0.00 | 297.7056 | 304.834 | 302.0729 | 305.1695 | 302.152 | 286.6096 | 303.9584 | 302.239 | 304.5869 | 301.817 | 301.6105 | 302.1883 | 293.1021 | 292.9892 | 301.854 | 299.6653 | 288.8373 | 288.582 | 288.582 | 292.9892 | 294.107 | 292.2746
2020-05-06 21:48 | 0.00 | 262.3703 | 262.0871 | 264.5557 | 261.3705 | 264.6108 | 255.916 | 256.4714 | 264.671 | 262.2062 | 264.3761 | 264.8689 | 264.6359 | 260.2874 | 260.3852 | 264.4022 | 262.2948 | 252.0175 | 251.85 | 251.85 | 260.3852 | 257.1276 | 260.7575
2020-05-06 21:49 | 0.00 | 284.022 | 280.4275 | 286.834 | 277.9713 | 286.9027 | 276.3282 | 268.129 | 286.9781 | 280.9063 | 286.611 | 287.9723 | 286.9342 | 285.2257 | 285.4974 | 286.6434 | 284.4888 | 266.4099 | 266.2138 | 266.2138 | 285.4974 | 274.4287 | 286.6919
2020-05-06 21:50 | 0.00 | 221.1669 | 218.2576 | 223.1956 | 216.2124 | 223.2194 | 215.9153 | 208.8119 | 223.2448 | 218.6532 | 223.115 | 224.0824 | 223.2301 | 222.9512 | 223.1373 | 223.127 | 220.3649 | 208.0951 | 208.041 | 208.041 | 223.1373 | 213.8818 | 223.9932
2020-05-06 21:51 | 0.00 | 183.9132 | 177.284 | 187.4128 | 171.8208 | 187.4188 | 177.1329 | 157.327 | 187.4244 | 178.3053 | 187.3886 | 189.6781 | 187.4212 | 194.135 | 194.5346 | 187.3926 | 185.6158 | 160.0108 | 160.0405 | 160.0405 | 194.5346 | 169.8616 | 196.4485
2020-05-06 21:52 | 0.00 | 144.3789 | 131.931 | 152.4595 | 117.9389 | 152.451 | 132.9464 | 88.7128 | 152.4405 | 134.4199 | 152.4811 | 158.0513 | 152.4468 | 176.9319 | 177.7973 | 152.4785 | 151.7671 | 95.8639 | 95.9701 | 95.9701 | 177.7973 | 114.6958 | 181.9598
2020-05-06 21:53 | 0.00 | 52.2736 | 51.3966 | 53.4591 | 49.9813 | 53.4237 | 50.3959 | 47.5404 | 53.3833 | 51.6484 | 53.566 | 53.9908 | 53.407 | 55.8284 | 55.8795 | 53.5512 | 54.7965 | 46.9372 | 47.08 | 47.08 | 55.8795 | 48.8118 | 56.1786
2020-05-06 21:54 | 0.00 | 3.217 | 3.2058 | 3.232 | 3.2057 | 3.2122 | 3.1617 | 3.1584 | 3.1898 | 3.2058 | 3.2918 | 3.1886 | 3.203 | 3.1433 | 3.1212 | 3.2835 | 4.2237 | 3.0004 | 3.0777 | 3.0777 | 3.1212 | 3.0652 | 3.0457
2020-05-06 21:55 | 0.00 | 0 | 0 | 0 | 0 | 0 | 0 | 0 | 0 | 0 | 0 | 0 | 0 | 0 | 0 | 0 | 0 | 0 | 0 | 0 | 0 | 0 | 0
2020-05-06 21:56 | 0.00 | 0 | 0 | 0 | 0 | 0 | 0 | 0 | 0 | 0 | 0 | 0 | 0 | 0 | 0 | 0 | 0 | 0 | 0 | 0 | 0 | 0 | 0
2020-05-06 21:57 | 0.00 | 0 | 0 | 0 | 0 | 0 | 0 | 0 | 0 | 0 | 0 | 0 | 0 | 0 | 0 | 0 | 0 | 0 | 0 | 0 | 0 | 0 | 0
2020-05-06 21:58 | 0.00 | 0 | 0 | 0 | 0 | 0 | 0 | 0 | 0 | 0 | 0 | 0 | 0 | 0 | 0 | 0 | 0 | 0 | 0 | 0 | 0 | 0 | 0
2020-05-06 21:59 | 0.00 | 0 | 0 | 0 | 0 | 0 | 0 | 0 | 0 | 0 | 0 | 0 | 0 | 0 | 0 | 0 | 0 | 0 | 0 | 0 | 0 | 0 | 0
2020-05-06 22:00 | 0.00 | 0 | 0 | 0 | 0 | 0 | 0 | 0 | 0 | 0 | 0 | 0 | 0 | 0 | 0 | 0 | 0 | 0 | 0 | 0 | 0 | 0 | 0
2020-05-06 22:01 | 0.00 | 0 | 0 | 0 | 0 | 0 | 0 | 0 | 0 | 0 | 0 | 0 | 0 | 0 | 0 | 0 | 0 | 0 | 0 | 0 | 0 | 0 | 0
2020-05-06 22:02 | 0.00 | 0 | 0 | 0 | 0 | 0 | 0 | 0 | 0 | 0 | 0 | 0 | 0 | 0 | 0 | 0 | 0 | 0 | 0 | 0 | 0 | 0 | 0
2020-05-06 22:03 | 0.00 | 0 | 0 | 0 | 0 | 0 | 0 | 0 | 0 | 0 | 0 | 0 | 0 | 0 | 0 | 0 | 0 | 0 | 0 | 0 | 0 | 0 | 0
2020-05-06 22:04 | 0.00 | 0 | 0 | 0 | 0 | 0 | 0 | 0 | 0 | 0 | 0 | 0 | 0 | 0 | 0 | 0 | 0 | 0 | 0 | 0 | 0 | 0 | 0
2020-05-06 22:05 | 0.00 | 0 | 0 | 0 | 0 | 0 | 0 | 0 | 0 | 0 | 0.001168 | 0 | 0 | 0 | 0 | 0 | 0.2567 | 0 | 0 | 0 | 0 | 0 | 0
2020-05-06 22:06 | 0.00 | 15.4179 | 15.464 | 15.5134 | 15.463 | 15.4743 | 15.13 | 15.3052 | 15.4299 | 15.4622 | 15.6318 | 15.4219 | 15.456 | 15.185 | 15.1396 | 15.6154 | 17.1279 | 14.7817 | 14.935 | 14.935 | 15.1396 | 15.0189 | 14.9817
2020-05-06 22:07 | 0.00 | 64.3523 | 64.9932 | 64.8636 | 65.0076 | 64.8301 | 62.9979 | 64.6367 | 64.7919 | 64.9729 | 64.9643 | 64.7339 | 64.8144 | 63.6809 | 63.6262 | 64.9504 | 66.0528 | 62.7542 | 62.8873 | 62.8873 | 63.6262 | 63.5357 | 63.4106
2020-05-06 22:08 | 0.00 | 112.9039 | 115.8245 | 114.2802 | 115.9815 | 114.2576 | 109.7972 | 116.3399 | 114.2316 | 115.7199 | 114.3463 | 113.9824 | 114.2469 | 111.8808 | 111.7742 | 114.3373 | 114.6395 | 111.0346 | 111.1283 | 111.1283 | 111.7742 | 112.1796 | 111.2792
2020-05-06 22:09 | 0.00 | 152.6579 | 153.8654 | 153.7264 | 153.9648 | 153.7177 | 149.5954 | 153.0357 | 153.7071 | 153.8167 | 153.7485 | 153.5655 | 153.7135 | 150.8492 | 150.8034 | 153.7458 | 153.0287 | 149.3744 | 149.4183 | 149.4183 | 150.8034 | 151.1319 | 150.5865
2020-05-06 22:10 | 0.00 | 240.6664 | 245.1619 | 243.159 | 245.5735 | 243.1951 | 234.2537 | 245.3134 | 243.2342 | 244.9748 | 243.0393 | 242.7671 | 243.2115 | 237.4152 | 237.3209 | 243.0569 | 240.2428 | 236.1221 | 236.0065 | 236.0065 | 237.3209 | 238.9461 | 236.78
2020-05-06 22:11 | 0.00 | 176.7138 | 177.1162 | 177.7621 | 177.1155 | 177.7633 | 173.3764 | 175.3277 | 177.7637 | 177.1052 | 177.7529 | 177.6966 | 177.7636 | 174.5986 | 174.5884 | 177.7547 | 176.3137 | 172.2516 | 172.2611 | 172.2611 | 174.5884 | 174.5399 | 174.53
2020-05-06 22:12 | 0.00 | 165.3958 | 165.3985 | 166.2196 | 165.3766 | 166.2153 | 162.6113 | 163.6137 | 166.2095 | 165.4018 | 166.2279 | 166.1774 | 166.213 | 163.4983 | 163.493 | 166.2272 | 165.1918 | 161.3255 | 161.3542 | 161.3542 | 163.493 | 163.369 | 163.4695
2020-05-06 22:13 | 0.00 | 96.7832 | 96.6338 | 97.3409 | 96.524 | 97.3198 | 94.9706 | 95.1714 | 97.2953 | 96.6546 | 97.4026 | 97.3173 | 97.3097 | 95.7724 | 95.7564 | 97.3943 | 97.7167 | 93.7383 | 93.8286 | 93.8286 | 95.7564 | 95.1853 | 95.7101
2020-05-06 22:14 | 0.00 | 24.4464 | 24.4229 | 24.5675 | 24.4217 | 24.529 | 24.0244 | 24.13 | 24.4853 | 24.4231 | 24.6839 | 24.4787 | 24.511 | 24.0818 | 24.0388 | 24.6678 | 26.1355 | 23.5695 | 23.7206 | 23.7206 | 24.0388 | 23.9256 | 23.8916
2020-05-06 22:15 | 0.00 | 34.9798 | 34.9438 | 35.1597 | 34.9311 | 35.122 | 34.3685 | 34.5006 | 35.079 | 34.9461 | 35.2739 | 35.0747 | 35.1042 | 34.515 | 34.4736 | 35.2581 | 36.6732 | 33.8072 | 33.9557 | 33.9557 | 34.4736 | 34.3099 | 34.3328
2020-05-06 22:16 | 0.00 | 44.2028 | 44.1536 | 44.4387 | 44.1226 | 44.402 | 43.4233 | 43.5619 | 44.3603 | 44.1592 | 44.5495 | 44.3612 | 44.3848 | 43.6769 | 43.6377 | 44.5342 | 45.8706 | 42.757 | 42.9017 | 42.9017 | 43.6377 | 43.3928 | 43.5061
2020-05-06 22:17 | 0.00 | 25.5098 | 25.3701 | 25.8167 | 25.1454 | 25.7782 | 24.8969 | 24.7304 | 25.7344 | 25.4135 | 25.9333 | 25.8451 | 25.7601 | 25.9825 | 25.9567 | 25.9171 | 27.3881 | 24.1665 | 24.3179 | 24.3179 | 25.9567 | 24.5827 | 25.8919
2020-05-06 22:18 | 0.00 | 11.1955 | 10.8838 | 12.1821 | 10.4589 | 12.1495 | 10.4725 | 10.3201 | 12.1125 | 11.0366 | 12.2809 | 12.7704 | 12.1342 | 16.3386 | 16.4119 | 12.2672 | 13.5343 | 9.9987 | 10.1268 | 10.1268 | 16.4119 | 10.1597 | 16.8144
2020-05-06 22:19 | 0.00 | 0 | 0 | 0 | 0 | 0 | 0 | 0 | 0 | 0 | 0 | 0 | 0 | 0 | 0 | 0 | 0 | 0 | 0 | 0 | 0 | 0 | 0
2020-05-06 22:20 | 0.00 | 0 | 0 | 0 | 0 | 0 | 0 | 0 | 0 | 0 | 0 | 0 | 0 | 0 | 0 | 0 | 0 | 0 | 0 | 0 | 0 | 0 | 0
2020-05-06 22:21 | 0.00 | 0 | 0 | 0 | 0 | 0 | 0 | 0 | 0 | 0 | 0 | 0 | 0 | 0 | 0 | 0 | 0 | 0 | 0 | 0 | 0 | 0 | 0
2020-05-06 22:22 | 0.00 | 0 | 0 | 0 | 0 | 0 | 0 | 0 | 0 | 0 | 0 | 0 | 0 | 0 | 0 | 0 | 0 | 0 | 0 | 0 | 0 | 0 | 0
2020-05-06 22:23 | 0.00 | 0 | 0 | 0 | 0 | 0 | 0 | 0 | 0 | 0 | 0 | 0 | 0 | 0 | 0 | 0 | 0 | 0 | 0 | 0 | 0 | 0 | 0
2020-05-06 22:24 | 0.00 | 0 | 0 | 0 | 0 | 0 | 0 | 0 | 0 | 0 | 0 | 0 | 0 | 0 | 0 | 0 | 0 | 0 | 0 | 0 | 0 | 0 | 0
2020-05-06 22:25 | 0.00 | 0 | 0 | 0 | 0 | 0 | 0 | 0 | 0 | 0 | 0 | 0 | 0 | 0 | 0 | 0 | 0 | 0 | 0 | 0 | 0 | 0 | 0
2020-05-06 22:26 | 0.00 | 0 | 0 | 0 | 0 | 0 | 0 | 0 | 0 | 0 | 0 | 0 | 0 | 0 | 0 | 0 | 0 | 0 | 0 | 0 | 0 | 0 | 0
2020-05-06 22:27 | 0.00 | 0 | 0 | 0 | 0 | 0 | 0 | 0 | 0 | 0 | 0 | 0 | 0 | 0 | 0 | 0 | 0 | 0 | 0 | 0 | 0 | 0 | 0
2020-05-06 22:28 | 0.00 | 0 | 0 | 0 | 0 | 0 | 0 | 0 | 0 | 0 | 0 | 0 | 0 | 0 | 0 | 0 | 0 | 0 | 0 | 0 | 0 | 0 | 0
2020-05-06 22:29 | 0.00 | 0.75328 | 0.76404 | 0.75965 | 0.7631 | 0.75306 | 0.74068 | 0.75998 | 0.74558 | 0.76366 | 0.77962 | 0.74479 | 0.74998 | 0.73837 | 0.73065 | 0.77685 | 1.2244 | 0.69128 | 0.71708 | 0.71708 | 0.73065 | 0.70799 | 0.70378
2020-05-06 22:30 | 0.00 | 26.2423 | 29.5239 | 27.3652 | 29.4744 | 27.3269 | 24.6836 | 30.8034 | 27.2834 | 29.4381 | 27.4811 | 27.118 | 27.3089 | 27.074 | 26.9519 | 27.465 | 28.9192 | 26.1577 | 26.3081 | 26.3081 | 26.9519 | 26.3008 | 26.4104
2020-05-06 22:31 | 0.00 | 96.0039 | 121.561 | 104.1316 | 121.9577 | 104.1068 | 84.1911 | 133.5879 | 104.0782 | 120.8072 | 104.2049 | 102.5036 | 104.0951 | 101.7521 | 101.066 | 104.1949 | 104.6622 | 101.3229 | 101.4245 | 101.4245 | 101.066 | 100.4085 | 97.6676
2020-05-06 22:32 | 0.00 | 162.7518 | 188.0183 | 170.8111 | 189.1543 | 170.8085 | 149.4572 | 200.4582 | 170.8045 | 187.1603 | 170.8143 | 168.9266 | 170.807 | 164.7465 | 164.0495 | 170.8143 | 169.6585 | 167.4113 | 167.4315 | 167.4315 | 164.0495 | 167.1495 | 160.5559
2020-05-06 22:33 | 0.00 | 216.9181 | 234.6766 | 222.9195 | 236.0603 | 222.9447 | 205.2488 | 243.2172 | 222.9716 | 233.9794 | 222.8346 | 221.3932 | 222.956 | 214.4953 | 214.0037 | 222.8473 | 220.505 | 217.864 | 217.7845 | 217.7845 | 214.0037 | 219.124 | 211.4978
2020-05-06 22:34 | 0.00 | 213.864 | 218.8941 | 216.3758 | 219.3561 | 216.3963 | 207.6433 | 219.6531 | 216.4181 | 218.6844 | 216.3055 | 215.9067 | 216.4055 | 210.8678 | 210.7405 | 216.316 | 213.8692 | 210.0441 | 209.9843 | 209.9843 | 210.7405 | 212.5206 | 210.0642
2020-05-06 22:35 | 0.00 | 245.737 | 248.7795 | 248.2364 | 248.884 | 248.2751 | 238.9044 | 247.0076 | 248.3171 | 248.6798 | 248.1086 | 248.0343 | 248.2927 | 242.4258 | 242.3849 | 248.1273 | 245.1548 | 238.8741 | 238.7543 | 238.7543 | 242.3849 | 242.6766 | 242.1042
2020-05-06 22:36 | 0.00 | 324 | 324.0458 | 327.3199 | 322.8771 | 327.4189 | 314.6215 | 315.9992 | 327.5279 | 324.2261 | 327.0011 | 327.8441 | 327.4643 | 321.7451 | 321.9027 | 327.0471 | 325.3106 | 309.2502 | 308.9378 | 308.9378 | 321.9027 | 316.562 | 322.4869
2020-05-06 22:37 | 0.00 | 223.7076 | 221.8634 | 225.6926 | 220.5299 | 225.7213 | 218.0385 | 214.359 | 225.7521 | 222.1204 | 225.5964 | 226.2685 | 225.7342 | 223.382 | 223.517 | 225.6106 | 223.6477 | 212.0539 | 211.9816 | 211.9816 | 223.517 | 217.4488 | 224.1177
2020-05-06 22:38 | 0.00 | 168.16 | 166.7585 | 169.4288 | 165.8227 | 169.4275 | 164.5493 | 161.6298 | 169.4252 | 166.9414 | 169.4274 | 169.7949 | 169.4267 | 168.0726 | 168.1456 | 169.428 | 168.1962 | 160.3055 | 160.3311 | 160.3311 | 168.1456 | 163.8694 | 168.497
2020-05-06 22:39 | 0.00 | 79.175 | 79.1204 | 79.5805 | 79.09 | 79.5494 | 77.8085 | 78.1574 | 79.5139 | 79.1261 | 79.6736 | 79.5066 | 79.5348 | 78.2364 | 78.2035 | 79.6608 | 80.5881 | 76.9161 | 77.0408 | 77.0408 | 78.2035 | 77.9762 | 78.0925
2020-05-06 22:40 | 0.00 | 52.5616 | 52.5269 | 52.8302 | 52.5124 | 52.7947 | 51.6499 | 51.894 | 52.7542 | 52.5295 | 52.9373 | 52.7463 | 52.778 | 51.8944 | 51.8554 | 52.9224 | 54.1733 | 50.9702 | 51.1107 | 51.1107 | 51.8554 | 51.6892 | 51.7229
2020-05-06 22:41 | 0.00 | 37.3213 | 36.1974 | 39.0203 | 34.1357 | 38.983 | 35.1682 | 32.0642 | 38.9406 | 36.5777 | 39.133 | 39.9185 | 38.9655 | 43.8187 | 43.9205 | 39.1173 | 40.4975 | 31.4743 | 31.6237 | 31.6237 | 43.9205 | 32.9494 | 44.465
2020-05-06 22:42 | 0.00 | 16.3624 | 15.7513 | 17.8946 | 14.6558 | 17.8624 | 15.0189 | 14.3659 | 17.8259 | 16.0314 | 17.9921 | 18.8199 | 17.8474 | 23.9065 | 24.0287 | 17.9786 | 19.2397 | 13.9936 | 14.1209 | 14.1209 | 24.0287 | 14.2012 | 24.6643
2020-05-06 22:43 | 0.00 | 0 | 0 | 0 | 0 | 0 | 0 | 0 | 0 | 0 | 0 | 0 | 0 | 0 | 0 | 0 | 0 | 0 | 0 | 0 | 0 | 0 | 0
2020-05-06 22:44 | 0.00 | 0 | 0 | 0 | 0 | 0 | 0 | 0 | 0 | 0 | 0 | 0 | 0 | 0 | 0 | 0 | 0 | 0 | 0 | 0 | 0 | 0 | 0
2020-05-06 22:45 | 0.00 | 0 | 0 | 0 | 0 | 0 | 0 | 0 | 0 | 0 | 0 | 0 | 0 | 0 | 0 | 0 | 0 | 0 | 0 | 0 | 0 | 0 | 0
2020-05-06 22:46 | 0.00 | 0 | 0 | 0 | 0 | 0 | 0 | 0 | 0 | 0 | 0 | 0 | 0 | 0 | 0 | 0 | 0 | 0 | 0 | 0 | 0 | 0 | 0
2020-05-06 22:47 | 0.00 | 0 | 0 | 0 | 0 | 0 | 0 | 0 | 0 | 0 | 0 | 0 | 0 | 0 | 0 | 0 | 0 | 0 | 0 | 0 | 0 | 0 | 0
2020-05-06 22:48 | 0.00 | 0 | 0 | 0 | 0 | 0 | 0 | 0 | 0 | 0 | 0 | 0 | 0 | 0 | 0 | 0 | 0 | 0 | 0 | 0 | 0 | 0 | 0
2020-05-06 22:49 | 0.00 | 0 | 0 | 0 | 0 | 0 | 0 | 0 | 0 | 0 | 0 | 0 | 0 | 0 | 0 | 0 | 0 | 0 | 0 | 0 | 0 | 0 | 0
2020-05-06 22:50 | 0.00 | 0 | 0 | 0 | 0 | 0 | 0 | 0 | 0 | 0 | 0 | 0 | 0 | 0 | 0 | 0 | 0 | 0 | 0 | 0 | 0 | 0 | 0
2020-05-06 22:51 | 0.00 | 0 | 0 | 0 | 0 | 0 | 0 | 0 | 0 | 0 | 0 | 0 | 0 | 0 | 0 | 0 | 0 | 0 | 0 | 0 | 0 | 0 | 0
2020-05-06 22:52 | 0.00 | 0 | 0 | 0 | 0 | 0 | 0 | 0 | 0 | 0 | 0 | 0 | 0 | 0 | 0 | 0 | 0 | 0 | 0 | 0 | 0 | 0 | 0
2020-05-06 22:53 | 0.00 | 0.48024 | 1.5923 | 0.68313 | 1.5105 | 0.66994 | 0.46514 | 2.2473 | 0.65496 | 1.5607 | 0.72311 | 0.62166 | 0.66376 | 0.85804 | 0.81563 | 0.71756 | 1.2335 | 0.51612 | 0.54193 | 0.54193 | 0.81563 | 0.49716 | 0.64017
2020-05-06 22:54 | 0.00 | 26.2649 | 57.2076 | 35.5728 | 56.5268 | 35.5355 | 16.5763 | 71.6063 | 35.493 | 56.4206 | 35.6857 | 34.0879 | 35.518 | 37.7296 | 36.95 | 35.6701 | 37.0541 | 32.5879 | 32.7354 | 32.7354 | 36.95 | 30.9175 | 33.1509
2020-05-06 22:55 | 0.00 | 96.5494 | 145.9732 | 112.0212 | 146.599 | 111.9982 | 74.9975 | 169.3889 | 111.9716 | 144.5543 | 112.0888 | 108.9856 | 111.9873 | 109.341 | 108.0424 | 112.0797 | 112.4163 | 109.0092 | 109.1043 | 109.1043 | 108.0424 | 106.1792 | 101.5587
2020-05-06 22:56 | 0.00 | 171.3103 | 212.1787 | 183.9931 | 214.0685 | 183.9966 | 150.8958 | 232.901 | 183.9996 | 210.7965 | 183.9764 | 180.9318 | 183.998 | 175.3145 | 174.1801 | 183.9793 | 182.3662 | 181.1983 | 181.1943 | 181.1943 | 174.1801 | 179.6706 | 168.4727
2020-05-06 22:57 | 0.00 | 191.7214 | 211.1496 | 198.113 | 212.5983 | 198.1263 | 179.6724 | 220.7573 | 198.1401 | 210.4 | 198.0655 | 196.4408 | 198.1322 | 189.8318 | 189.2786 | 198.0728 | 196.2071 | 193.7555 | 193.7182 | 193.7182 | 189.2786 | 194.5858 | 186.4831
2020-05-06 22:58 | 0.00 | 207.995 | 216.9529 | 211.653 | 217.7872 | 211.6726 | 199.6844 | 220.0518 | 211.6933 | 216.5783 | 211.5858 | 210.8149 | 211.6813 | 204.5554 | 204.3092 | 211.5959 | 209.6282 | 205.1446 | 205.0888 | 205.0888 | 204.3092 | 207.5241 | 203.0428
2020-05-06 22:59 | 0.00 | 278.8686 | 284.7548 | 282.8739 | 284.9143 | 282.9382 | 268.534 | 283.085 | 283.0086 | 284.5686 | 282.665 | 282.5197 | 282.9676 | 274.6692 | 274.5804 | 282.6953 | 280.1876 | 269.6429 | 269.4412 | 269.4412 | 274.5804 | 274.9183 | 274.0136
2020-05-06 23:00 | 0.00 | 366.6769 | 366.9359 | 371.2849 | 365.1446 | 371.3927 | 354.0205 | 355.8094 | 371.5116 | 367.2061 | 370.9697 | 372.0081 | 371.4422 | 364.5103 | 364.6997 | 371.0077 | 370.3275 | 346.4933 | 346.0658 | 346.0658 | 364.6997 | 356.3963 | 365.4263
2020-05-06 23:01 | 0.00 | 300.8923 | 294.2061 | 305.2141 | 289.5731 | 305.2938 | 289.743 | 273.0543 | 305.3814 | 295.1049 | 304.9562 | 307.2821 | 305.3303 | 305.4436 | 305.8967 | 304.9935 | 302.6905 | 272.1794 | 271.9755 | 271.9755 | 305.8967 | 284.963 | 307.9513
2020-05-06 23:02 | 0.00 | 265.25 | 253.2622 | 270.4638 | 244.919 | 270.5172 | 253.9733 | 220.44 | 270.5757 | 254.8739 | 270.289 | 274.0612 | 270.5416 | 279.0262 | 279.728 | 270.3145 | 267.49 | 225.7962 | 225.7058 | 225.7058 | 279.728 | 242.4313 | 283.0254
2020-05-06 23:03 | 0.00 | 206.993 | 193.1337 | 213.4792 | 181.5173 | 213.4979 | 195.7131 | 152.3876 | 213.5177 | 195.2925 | 213.4146 | 218.2584 | 213.5063 | 230.4138 | 231.2445 | 213.4243 | 211.0116 | 160.6554 | 160.6837 | 160.6837 | 231.2445 | 179.4817 | 235.2106
2020-05-06 23:04 | 0.00 | 134.0711 | 122.7752 | 141.278 | 110.2833 | 141.2642 | 123.7757 | 83.9445 | 141.2478 | 125.0021 | 141.3166 | 146.2662 | 141.2575 | 162.989 | 163.7596 | 141.3116 | 140.9765 | 90.4127 | 90.5266 | 90.5266 | 163.7596 | 107.39 | 167.4786
2020-05-06 23:05 | 0.00 | 48.9744 | 48.1868 | 50.15 | 46.8638 | 50.1139 | 47.1818 | 44.9897 | 50.0729 | 48.429 | 50.2589 | 50.6789 | 50.097 | 52.6404 | 52.6906 | 50.2438 | 51.5361 | 44.3037 | 44.4479 | 44.4479 | 52.6906 | 45.7589 | 52.9863
2020-05-06 23:06 | 0.00 | 12.6394 | 12.2923 | 13.629 | 11.7396 | 13.5965 | 11.8695 | 11.5109 | 13.5596 | 12.4473 | 13.7275 | 14.2436 | 13.5813 | 17.9536 | 18.0327 | 13.7138 | 15.0693 | 11.1717 | 11.2996 | 11.2996 | 18.0327 | 11.3489 | 18.4624
2020-05-06 23:07 | 0.00 | 0 | 0 | 0 | 0 | 0 | 0 | 0 | 0 | 0 | 0 | 0 | 0 | 0 | 0 | 0 | 0 | 0 | 0 | 0 | 0 | 0 | 0
2020-05-06 23:08 | 0.00 | 0 | 0 | 0 | 0 | 0 | 0 | 0 | 0 | 0 | 0 | 0 | 0 | 0 | 0 | 0 | 0 | 0 | 0 | 0 | 0 | 0 | 0
2020-05-06 23:09 | 0.00 | 0 | 0 | 0 | 0 | 0 | 0 | 0 | 0 | 0 | 0 | 0 | 0 | 0 | 0 | 0 | 0 | 0 | 0 | 0 | 0 | 0 | 0
2020-05-06 23:10 | 0.00 | 0 | 0 | 0 | 0 | 0 | 0 | 0 | 0 | 0 | 0 | 0 | 0 | 0 | 0 | 0 | 0 | 0 | 0 | 0 | 0 | 0 | 0
2020-05-06 23:11 | 0.00 | 0 | 0 | 0 | 0 | 0 | 0 | 0 | 0 | 0 | 0 | 0 | 0 | 0 | 0 | 0 | 0 | 0 | 0 | 0 | 0 | 0 | 0
2020-05-06 23:12 | 0.00 | 0 | 0 | 0 | 0 | 0 | 0 | 0 | 0 | 0 | 0 | 0 | 0 | 0 | 0 | 0 | 0 | 0 | 0 | 0 | 0 | 0 | 0
2020-05-06 23:13 | 0.00 | 0 | 0 | 0 | 0 | 0 | 0 | 0 | 0 | 0 | 0 | 0 | 0 | 0 | 0 | 0 | 0 | 0 | 0 | 0 | 0 | 0 | 0
2020-05-06 23:14 | 0.00 | 0 | 0 | 0 | 0 | 0 | 0 | 0 | 0 | 0 | 0 | 0 | 0 | 0 | 0 | 0 | 0 | 0 | 0 | 0 | 0 | 0 | 0
2020-05-06 23:15 | 0.00 | 0 | 0 | 0 | 0 | 0 | 0 | 0 | 0 | 0 | 0 | 0 | 0 | 0 | 0 | 0 | 0 | 0 | 0 | 0 | 0 | 0 | 0
2020-05-06 23:16 | 0.00 | 0 | 0 | 0 | 0 | 0 | 0 | 0 | 0 | 0 | 0 | 0 | 0 | 0 | 0 | 0 | 0 | 0 | 0 | 0 | 0 | 0 | 0
2020-05-06 23:17 | 0.00 | 0 | 0 | 0 | 0 | 0 | 0 | 0 | 0 | 0 | 0 | 0 | 0 | 0 | 0 | 0 | 0.32683 | 0 | 0 | 0 | 0 | 0 | 0
2020-05-06 23:18 | 0.00 | 26.7369 | 35.3284 | 29.4655 | 35.1914 | 29.4277 | 23.3906 | 39.1263 | 29.3846 | 35.1062 | 29.5801 | 28.9686 | 29.4099 | 29.5544 | 29.3057 | 29.5642 | 30.9877 | 27.9601 | 28.1091 | 28.1091 | 29.3057 | 27.7394 | 28.1333
2020-05-06 23:19 | 0.00 | 73.3183 | 88.8348 | 78.3728 | 88.9342 | 78.3412 | 66.0449 | 95.767 | 78.3052 | 88.3962 | 78.4673 | 77.4052 | 78.3264 | 77.1176 | 76.6915 | 78.4543 | 79.4141 | 75.8377 | 75.9639 | 75.9639 | 76.6915 | 75.5421 | 74.6117
2020-05-06 23:20 | 0.00 | 102.1333 | 107.1421 | 104.0476 | 107.427 | 104.0236 | 98.3015 | 108.9904 | 103.9959 | 106.961 | 104.1183 | 103.5838 | 104.0122 | 101.4072 | 101.2402 | 104.1086 | 104.5163 | 101.2222 | 101.3209 | 101.3209 | 101.2402 | 102.0644 | 100.4457
2020-05-06 23:21 | 0.00 | 224.1801 | 244.8265 | 231.0241 | 246.4197 | 231.0548 | 211.1041 | 255.0054 | 231.0878 | 244.0195 | 230.9216 | 229.2628 | 231.0686 | 221.7782 | 221.208 | 230.9367 | 228.6484 | 226.0205 | 225.9203 | 225.9203 | 221.208 | 227.1121 | 218.2974
2020-05-06 23:22 | 0.00 | 258.6551 | 272.3933 | 263.9505 | 273.6702 | 263.9999 | 246.9693 | 277.8115 | 264.0538 | 271.8206 | 263.7886 | 262.7207 | 264.0224 | 254.1732 | 253.8151 | 263.8122 | 260.9709 | 256.0031 | 255.8405 | 255.8405 | 253.8151 | 258.829 | 251.9355
2020-05-06 23:23 | 0.00 | 282.2751 | 288.6485 | 286.3823 | 288.8925 | 286.4493 | 271.7565 | 287.3846 | 286.5227 | 288.436 | 286.1649 | 285.9744 | 286.4799 | 277.9345 | 277.8323 | 286.1964 | 283.8447 | 273.3537 | 273.1415 | 273.1415 | 277.8323 | 278.5421 | 277.1939
2020-05-06 23:24 | 0.00 | 364.0942 | 364.5633 | 368.4909 | 362.9702 | 368.5664 | 351.9559 | 354.3073 | 368.6498 | 364.7968 | 368.3049 | 369.0674 | 368.6011 | 361.6743 | 361.8148 | 368.3163 | 367.5512 | 345.0399 | 344.7096 | 344.7096 | 361.8148 | 354.4106 | 362.4063
2020-05-06 23:25 | 0.00 | 276.6906 | 272.2058 | 280.0586 | 269.0571 | 280.1244 | 267.6872 | 257.0366 | 280.1964 | 272.8156 | 279.845 | 281.4732 | 280.1544 | 278.8854 | 279.2057 | 279.876 | 277.9136 | 255.2652 | 255.0897 | 255.0897 | 279.2057 | 264.9404 | 280.6411
2020-05-06 23:26 | 0.00 | 227.2259 | 219.4582 | 230.8573 | 214.0113 | 230.8891 | 219.1615 | 197.7099 | 230.9234 | 220.5092 | 230.7512 | 233.1954 | 230.9035 | 235.8046 | 236.2593 | 230.7669 | 228.5726 | 200.5499 | 200.5046 | 200.5046 | 236.2593 | 211.8473 | 238.3993
2020-05-06 23:27 | 0.00 | 133.075 | 128.9734 | 135.2694 | 125.7128 | 135.2558 | 128.5775 | 116.6627 | 135.2396 | 129.5869 | 135.3074 | 136.5847 | 135.2492 | 138.7538 | 138.9761 | 135.3024 | 134.9522 | 117.9327 | 118.0149 | 118.0149 | 138.9761 | 124.2098 | 140.0689
2020-05-06 23:28 | 0.00 | 76.1085 | 75.7069 | 76.7094 | 75.2872 | 76.6774 | 74.5383 | 73.6308 | 76.641 | 75.7822 | 76.8052 | 76.7953 | 76.6624 | 76.1893 | 76.1807 | 76.792 | 77.7814 | 72.6732 | 72.802 | 72.802 | 76.1807 | 74.1633 | 76.1884
2020-05-06 23:29 | 0.00 | 40.1172 | 39.9053 | 40.4722 | 39.6415 | 40.4353 | 39.2507 | 38.7418 | 40.3933 | 39.9517 | 40.5837 | 40.4925 | 40.418 | 40.2787 | 40.2539 | 40.5682 | 41.9204 | 38.0831 | 38.2291 | 38.2291 | 40.2539 | 38.9106 | 40.1911
2020-05-06 23:30 | 0.00 | 5.1892 | 5.1718 | 5.2271 | 5.1695 | 5.2008 | 5.0958 | 5.0959 | 5.171 | 5.1731 | 5.3068 | 5.1798 | 5.1885 | 5.1709 | 5.1435 | 5.2957 | 6.3668 | 4.8723 | 4.9752 | 4.9752 | 5.1435 | 4.9705 | 5.0527
2020-05-06 23:31 | 0.00 | 0 | 0 | 0 | 0 | 0 | 0 | 0 | 0 | 0 | 0 | 0 | 0 | 0 | 0 | 0 | 0 | 0 | 0 | 0 | 0 | 0 | 0
2020-05-06 23:32 | 0.00 | 0 | 0 | 0 | 0 | 0 | 0 | 0 | 0 | 0 | 0 | 0 | 0 | 0 | 0 | 0 | 0 | 0 | 0 | 0 | 0 | 0 | 0
2020-05-06 23:33 | 0.00 | 0 | 0 | 0 | 0 | 0 | 0 | 0 | 0 | 0 | 0 | 0 | 0 | 0 | 0 | 0 | 0 | 0 | 0 | 0 | 0 | 0 | 0
2020-05-06 23:34 | 0.00 | 0 | 0 | 0 | 0 | 0 | 0 | 0 | 0 | 0 | 0 | 0 | 0 | 0 | 0 | 0 | 0 | 0 | 0 | 0 | 0 | 0 | 0
2020-05-06 23:35 | 0.00 | 0 | 0 | 0 | 0 | 0 | 0 | 0 | 0 | 0 | 0 | 0 | 0 | 0 | 0 | 0 | 0 | 0 | 0 | 0 | 0 | 0 | 0
2020-05-06 23:36 | 0.00 | 0 | 0 | 0 | 0 | 0 | 0 | 0 | 0 | 0 | 0 | 0 | 0 | 0 | 0 | 0 | 0 | 0 | 0 | 0 | 0 | 0 | 0
2020-05-06 23:37 | 0.00 | 0 | 0 | 0 | 0 | 0 | 0 | 0 | 0 | 0 | 0 | 0 | 0 | 0 | 0 | 0 | 0 | 0 | 0 | 0 | 0 | 0 | 0
2020-05-06 23:38 | 0.00 | 0 | 0 | 0 | 0 | 0 | 0 | 0 | 0 | 0 | 0 | 0 | 0 | 0 | 0 | 0 | 0 | 0 | 0 | 0 | 0 | 0 | 0
2020-05-06 23:39 | 0.00 | 0 | 0 | 0 | 0 | 0 | 0 | 0 | 0 | 0 | 0 | 0 | 0 | 0 | 0 | 0 | 0 | 0 | 0 | 0 | 0 | 0 | 0
2020-05-06 23:40 | 0.00 | 0 | 0 | 0 | 0 | 0 | 0 | 0 | 0 | 0 | 0 | 0 | 0 | 0 | 0 | 0 | 0 | 0 | 0 | 0 | 0 | 0 | 0
2020-05-06 23:41 | 0.00 | 1.0949 | 1.1068 | 1.1032 | 1.1055 | 1.09 | 1.0769 | 1.0982 | 1.075 | 1.1063 | 1.1431 | 1.0738 | 1.0838 | 1.066 | 1.0507 | 1.1376 | 1.653 | 0.97934 | 1.031 | 1.031 | 1.0507 | 1.0082 | 0.99806
2020-05-06 23:42 | 0.00 | 23.587 | 25.7613 | 24.3338 | 25.6895 | 24.2952 | 22.652 | 26.5437 | 24.2513 | 25.7063 | 24.4508 | 24.1546 | 24.2771 | 24.1123 | 24.0175 | 24.4346 | 25.9142 | 23.1955 | 23.3471 | 23.3471 | 24.0175 | 23.4056 | 23.6158
2020-05-06 23:43 | 0.00 | 51.5831 | 52.3995 | 52.0863 | 52.4127 | 52.0507 | 50.375 | 52.2596 | 52.0101 | 52.3746 | 52.1938 | 51.946 | 52.0339 | 51.1216 | 51.0602 | 52.1789 | 53.4392 | 50.3255 | 50.4664 | 50.4664 | 51.0602 | 50.9409 | 50.8155
2020-05-06 23:44 | 0.00 | 130.4163 | 142.478 | 134.4984 | 143.0413 | 134.4833 | 123.2255 | 147.9401 | 134.4656 | 142.0639 | 134.5408 | 133.5493 | 134.4761 | 130.6567 | 130.3078 | 134.5352 | 134.2883 | 131.3282 | 131.3942 | 131.3942 | 130.3078 | 131.8416 | 128.5839
2020-05-06 23:45 | 0.00 | 161.7945 | 166.1105 | 163.7667 | 166.4673 | 163.7617 | 157.1713 | 167.112 | 163.7551 | 165.9367 | 163.7774 | 163.3399 | 163.7591 | 159.8409 | 159.7089 | 163.7764 | 162.7951 | 159.3496 | 159.3803 | 159.3803 | 159.7089 | 160.988 | 159.0555
2020-05-06 23:46 | 0.00 | 251.4422 | 264.0534 | 256.4136 | 265.244 | 256.461 | 240.2776 | 268.8132 | 256.5127 | 263.525 | 256.2583 | 255.2755 | 256.4826 | 246.9581 | 246.6294 | 256.281 | 253.9447 | 248.4484 | 248.2941 | 248.2941 | 246.6294 | 251.3397 | 244.9007
2020-05-06 23:47 | 0.00 | 297.7252 | 305.8608 | 302.5839 | 306.2292 | 302.6616 | 285.4877 | 305.1232 | 302.747 | 305.581 | 302.3325 | 302.0416 | 302.6972 | 292.823 | 292.6808 | 302.3689 | 300.0207 | 288.1332 | 287.8859 | 287.8859 | 292.6808 | 293.8544 | 291.8232
2020-05-06 23:48 | 0.00 | 366.9132 | 367.202 | 371.4245 | 365.4767 | 371.5319 | 354.4656 | 356.3539 | 371.6503 | 367.4611 | 371.1642 | 372.1228 | 371.5812 | 364.6856 | 364.8709 | 371.2014 | 370.4661 | 347.1061 | 346.7106 | 346.7106 | 364.8709 | 356.8377 | 365.573
2020-05-06 23:49 | 0.00 | 304.8066 | 298.2211 | 309.041 | 293.7095 | 309.1239 | 293.7831 | 277.4238 | 309.2151 | 299.0983 | 308.773 | 311.063 | 309.1619 | 309.0705 | 309.5187 | 308.8117 | 306.5936 | 276.5297 | 276.3137 | 276.3137 | 309.5187 | 289.1623 | 311.5444
2020-05-06 23:50 | 0.00 | 271.1086 | 259.5356 | 276.1151 | 251.5684 | 276.1727 | 260.1366 | 227.919 | 276.2357 | 261.078 | 275.9275 | 279.5609 | 276.199 | 284.0199 | 284.6991 | 275.9548 | 273.1969 | 233.0319 | 232.9253 | 232.9253 | 284.6991 | 249.1426 | 287.8803
2020-05-06 23:51 | 0.00 | 204.3102 | 191.8913 | 210.1323 | 181.5716 | 210.1489 | 194.0209 | 155.449 | 210.1663 | 193.8123 | 210.0744 | 214.381 | 210.1563 | 224.8851 | 225.626 | 210.0832 | 207.6023 | 162.6694 | 162.696 | 162.696 | 225.626 | 179.6276 | 229.1638
2020-05-06 23:52 | 0.00 | 125.3209 | 114.9217 | 131.6173 | 103.8484 | 131.6021 | 116.1305 | 79.8901 | 131.5842 | 116.903 | 131.6602 | 136.0143 | 131.5948 | 150.3998 | 151.0815 | 131.6545 | 131.4187 | 86.0122 | 86.1281 | 86.1281 | 151.0815 | 101.4139 | 154.3752
2020-05-06 23:53 | 0.00 | 37.4011 | 37.0891 | 37.8174 | 36.6939 | 37.7802 | 36.4965 | 35.5952 | 37.7378 | 37.1588 | 37.93 | 37.8921 | 37.7627 | 37.9447 | 37.9276 | 37.9144 | 39.2914 | 35.0361 | 35.1835 | 35.1835 | 37.9276 | 35.9728 | 37.903
2020-05-06 23:54 | 0.00 | 5.6584 | 5.6435 | 5.6855 | 5.6435 | 5.6592 | 5.56 | 5.5649 | 5.6294 | 5.6435 | 5.7651 | 5.6273 | 5.6469 | 5.5417 | 5.5123 | 5.7541 | 6.8343 | 5.3344 | 5.4373 | 5.4373 | 5.5123 | 5.4388 | 5.4117
2020-05-06 23:55 | 0.00 | 0 | 0 | 0 | 0 | 0 | 0 | 0 | 0 | 0 | 0 | 0 | 0 | 0 | 0 | 0 | 0 | 0 | 0 | 0 | 0 | 0 | 0
2020-05-06 23:56 | 0.00 | 0 | 0 | 0 | 0 | 0 | 0 | 0 | 0 | 0 | 0 | 0 | 0 | 0 | 0 | 0 | 0 | 0 | 0 | 0 | 0 | 0 | 0
2020-05-06 23:57 | 0.00 | 0 | 0 | 0 | 0 | 0 | 0 | 0 | 0 | 0 | 0 | 0 | 0 | 0 | 0 | 0 | 0 | 0 | 0 | 0 | 0 | 0 | 0
2020-05-06 23:58 | 0.00 | 0 | 0 | 0 | 0 | 0 | 0 | 0 | 0 | 0 | 0 | 0 | 0 | 0 | 0 | 0 | 0 | 0 | 0 | 0 | 0 | 0 | 0
2020-05-06 23:59 | 0.00 | 0 | 0 | 0 | 0 | 0 | 0 | 0 | 0 | 0 | 0 | 0 | 0 | 0 | 0 | 0 | 0 | 0 | 0 | 0 | 0 | 0 | 0
2020-05-07 | 0.00 | 0 | 0 | 0 | 0 | 0 | 0 | 0 | 0 | 0 | 0 | 0 | 0 | 0 | 0 | 0 | 0 | 0 | 0 | 0 | 0 | 0 | 0
2020-05-07 00:01 | 0.00 | 0 | 0 | 0 | 0 | 0 | 0 | 0 | 0 | 0 | 0 | 0 | 0 | 0 | 0 | 0 | 0 | 0 | 0 | 0 | 0 | 0 | 0
2020-05-07 00:02 | 0.00 | 0 | 0 | 0 | 0 | 0 | 0 | 0 | 0 | 0 | 0 | 0 | 0 | 0 | 0 | 0 | 0 | 0 | 0 | 0 | 0 | 0 | 0
2020-05-07 00:03 | 0.00 | 0 | 0 | 0 | 0 | 0 | 0 | 0 | 0 | 0 | 0 | 0 | 0 | 0 | 0 | 0 | 0 | 0 | 0 | 0 | 0 | 0 | 0
2020-05-07 00:04 | 0.00 | 0 | 0 | 0 | 0 | 0 | 0 | 0 | 0 | 0 | 0 | 0 | 0 | 0 | 0 | 0 | 0 | 0 | 0 | 0 | 0 | 0 | 0
2020-05-07 00:05 | 0.00 | 0.15452 | 0.1508 | 0.15468 | 0.1508 | 0.14808 | 0.1526 | 0.14533 | 0.14059 | 0.1508 | 0.17468 | 0.1404 | 0.14499 | 0.14136 | 0.13398 | 0.1719 | 0.46446 | 0.10585 | 0.13169 | 0.13169 | 0.13398 | 0.11552 | 0.10873
2020-05-07 00:06 | 0.00 | 11.9836 | 11.9818 | 12.047 | 11.9813 | 12.0077 | 11.7732 | 11.8378 | 11.9631 | 11.9813 | 12.166 | 11.9583 | 11.9893 | 11.7761 | 11.7317 | 12.1494 | 13.6753 | 11.4207 | 11.5745 | 11.5745 | 11.7317 | 11.6176 | 11.5789
2020-05-07 00:07 | 0.00 | 36.4624 | 36.4616 | 36.6493 | 36.4619 | 36.6117 | 35.8271 | 36.0548 | 36.5689 | 36.461 | 36.7631 | 36.5577 | 36.594 | 35.9565 | 35.9138 | 36.7473 | 38.1533 | 35.306 | 35.454 | 35.454 | 35.9138 | 35.8074 | 35.7666
2020-05-07 00:08 | 0.00 | 61.277 | 61.2831 | 61.587 | 61.2844 | 61.5527 | 60.2216 | 60.6211 | 61.5137 | 61.2822 | 61.6902 | 61.4958 | 61.5366 | 60.4789 | 60.4397 | 61.6759 | 62.8356 | 59.5461 | 59.682 | 59.682 | 60.4397 | 60.3467 | 60.3033
2020-05-07 00:09 | 0.00 | 148.3781 | 150.3431 | 149.6364 | 150.5037 | 149.6263 | 145.0441 | 150.0234 | 149.6141 | 150.264 | 149.663 | 149.4078 | 149.6213 | 146.6131 | 146.5439 | 149.6597 | 149.0488 | 145.4365 | 145.4856 | 145.4856 | 146.5439 | 147.0894 | 146.213
2020-05-07 00:10 | 0.00 | 193.706 | 195.0094 | 195.0079 | 195.1351 | 195.0173 | 189.8521 | 193.8129 | 195.0268 | 194.9541 | 194.9727 | 194.8602 | 195.0214 | 191.3253 | 191.2957 | 194.9782 | 193.0004 | 189.5132 | 189.4924 | 189.4924 | 191.2957 | 191.7868 | 191.1261
2020-05-07 00:11 | 0.00 | 295.9052 | 299.9279 | 299.0619 | 300.0783 | 299.1376 | 287.3414 | 297.9158 | 299.2207 | 299.7945 | 298.8168 | 298.8502 | 299.1722 | 291.8558 | 291.828 | 298.8523 | 296.5123 | 287.6791 | 287.4307 | 287.4307 | 291.828 | 292.3384 | 291.5435
2020-05-07 00:12 | 0.00 | 387.0556 | 387.1452 | 391.4528 | 385.5275 | 391.5397 | 374.7434 | 376.4315 | 391.6356 | 387.3931 | 391.174 | 392.078 | 391.5796 | 384.3647 | 384.5283 | 391.2141 | 390.711 | 367.3184 | 367.0442 | 367.0442 | 384.5283 | 377.0047 | 385.1622
2020-05-07 00:13 | 0.00 | 265.5206 | 262.8427 | 268.1314 | 260.9358 | 268.1882 | 258.1432 | 252.5078 | 268.2503 | 263.2114 | 267.9462 | 268.9985 | 268.2142 | 265.5557 | 265.7674 | 267.9731 | 265.8045 | 249.924 | 249.7653 | 249.7653 | 265.7674 | 257.1431 | 266.6916
2020-05-07 00:14 | 0.00 | 107.2696 | 107.0968 | 107.8462 | 106.9948 | 107.8228 | 105.3658 | 105.5727 | 107.7958 | 107.117 | 107.9149 | 107.8143 | 107.8117 | 106.1466 | 106.1283 | 107.9056 | 108.2691 | 104.0749 | 104.1727 | 104.1727 | 106.1283 | 105.5935 | 106.0748
2020-05-07 00:15 | 0.00 | 69.0921 | 69.0639 | 69.4382 | 69.0559 | 69.4052 | 67.907 | 68.2774 | 69.3674 | 69.0654 | 69.5376 | 69.3529 | 69.3896 | 68.2158 | 68.1791 | 69.5239 | 70.5955 | 67.1387 | 67.2704 | 67.2704 | 68.1791 | 68.0492 | 68.0533
2020-05-07 00:16 | 0.00 | 81.8638 | 81.5406 | 82.4336 | 81.2224 | 82.403 | 80.2682 | 79.6894 | 82.3681 | 81.598 | 82.525 | 82.4793 | 82.3887 | 81.6132 | 81.5999 | 82.5124 | 83.3991 | 78.6148 | 78.7384 | 78.7384 | 81.5999 | 80.0575 | 81.5821
2020-05-07 00:17 | 0.00 | 34.0952 | 34.0121 | 34.3326 | 33.9111 | 34.2948 | 33.4357 | 33.3979 | 34.2517 | 34.0303 | 34.447 | 34.288 | 34.277 | 33.925 | 33.8893 | 34.4311 | 35.8512 | 32.7246 | 32.8734 | 32.8734 | 33.8893 | 33.2753 | 33.7762
2020-05-07 00:18 | 0.00 | 9.8355 | 9.7647 | 10.0271 | 9.695 | 9.9944 | 9.5699 | 9.568 | 9.9572 | 9.7914 | 10.1262 | 10.053 | 9.9791 | 10.4408 | 10.4202 | 10.1125 | 11.3986 | 9.2467 | 9.3749 | 9.3749 | 10.4202 | 9.4076 | 10.3717
2020-05-07 00:19 | 0.00 | 0 | 0 | 0 | 0 | 0 | 0 | 0 | 0 | 0 | 0 | 0 | 0 | 0 | 0 | 0 | 0 | 0 | 0 | 0 | 0 | 0 | 0
2020-05-07 00:20 | 0.00 | 0 | 0 | 0 | 0 | 0 | 0 | 0 | 0 | 0 | 0 | 0 | 0 | 0 | 0 | 0 | 0 | 0 | 0 | 0 | 0 | 0 | 0
2020-05-07 00:21 | 0.00 | 0 | 0 | 0 | 0 | 0 | 0 | 0 | 0 | 0 | 0 | 0 | 0 | 0 | 0 | 0 | 0 | 0 | 0 | 0 | 0 | 0 | 0
2020-05-07 00:22 | 0.00 | 0 | 0 | 0 | 0 | 0 | 0 | 0 | 0 | 0 | 0 | 0 | 0 | 0 | 0 | 0 | 0 | 0 | 0 | 0 | 0 | 0 | 0
2020-05-07 00:23 | 0.00 | 0 | 0 | 0 | 0 | 0 | 0 | 0 | 0 | 0 | 0 | 0 | 0 | 0 | 0 | 0 | 0 | 0 | 0 | 0 | 0 | 0 | 0
2020-05-07 00:24 | 0.00 | 0 | 0 | 0 | 0 | 0 | 0 | 0 | 0 | 0 | 0 | 0 | 0 | 0 | 0 | 0 | 0 | 0 | 0 | 0 | 0 | 0 | 0
2020-05-07 00:25 | 0.00 | 0 | 0 | 0 | 0 | 0 | 0 | 0 | 0 | 0 | 0 | 0 | 0 | 0 | 0 | 0 | 0 | 0 | 0 | 0 | 0 | 0 | 0
2020-05-07 00:26 | 0.00 | 0 | 0 | 0 | 0 | 0 | 0 | 0 | 0 | 0 | 0 | 0 | 0 | 0 | 0 | 0 | 0 | 0 | 0 | 0 | 0 | 0 | 0
2020-05-07 00:27 | 0.00 | 0 | 0 | 0 | 0 | 0 | 0 | 0 | 0 | 0 | 0 | 0 | 0 | 0 | 0 | 0 | 0 | 0 | 0 | 0 | 0 | 0 | 0
2020-05-07 00:28 | 0.00 | 0 | 0 | 0 | 0 | 0 | 0 | 0 | 0 | 0 | 0 | 0 | 0 | 0 | 0 | 0 | 0 | 0 | 0 | 0 | 0 | 0 | 0
2020-05-07 00:29 | 0.00 | 0.65972 | 2.7282 | 1.0293 | 2.5741 | 1.0161 | 0.65031 | 3.9703 | 1.0012 | 2.669 | 1.0693 | 0.94104 | 1.01 | 1.3772 | 1.3113 | 1.0637 | 1.5793 | 0.72454 | 0.77618 | 0.77618 | 1.3113 | 0.68146 | 1.0221
2020-05-07 00:30 | 0.00 | 28.5572 | 64.3228 | 39.2322 | 63.515 | 39.1952 | 17.7447 | 81.0481 | 39.1531 | 63.4117 | 39.3441 | 37.5377 | 39.1778 | 41.8459 | 40.9513 | 39.3286 | 40.6907 | 35.9251 | 36.0717 | 36.0717 | 40.9513 | 33.9528 | 36.5862
2020-05-07 00:31 | 0.00 | 94.226 | 144.2487 | 109.8226 | 144.8952 | 109.799 | 72.63 | 168.0743 | 109.7718 | 142.8091 | 109.892 | 106.7477 | 109.7878 | 107.1974 | 105.883 | 109.8826 | 110.2606 | 107.0222 | 107.1192 | 107.1192 | 105.883 | 104.0626 | 99.3237
2020-05-07 00:32 | 0.00 | 174.1333 | 215.0436 | 186.7753 | 216.9783 | 186.7804 | 153.817 | 235.9477 | 186.7852 | 213.6513 | 186.7537 | 183.7016 | 186.7825 | 178.0259 | 176.8919 | 186.7572 | 185.0591 | 184.1642 | 184.154 | 184.154 | 176.8919 | 182.5805 | 171.1855
2020-05-07 00:33 | 0.00 | 236.4956 | 265.03 | 245.5953 | 267.2716 | 245.6326 | 219.5552 | 279.8289 | 245.673 | 263.9122 | 245.472 | 243.1402 | 245.6495 | 233.8439 | 233.0431 | 245.4901 | 242.6088 | 240.9109 | 240.7854 | 240.7854 | 233.0431 | 241.4926 | 228.9655
2020-05-07 00:34 | 0.00 | 284.5936 | 303.4969 | 291.5394 | 305.3223 | 291.6084 | 269.5193 | 311.7214 | 291.684 | 302.6997 | 291.3157 | 289.8329 | 291.6399 | 278.8913 | 278.3929 | 291.3481 | 288.797 | 282.6119 | 282.3807 | 282.3807 | 278.3929 | 285.6914 | 275.7786
2020-05-07 00:35 | 0.00 | 308.9741 | 317.8304 | 314.1327 | 318.3123 | 314.2194 | 295.9756 | 317.3654 | 314.3148 | 317.5133 | 313.8526 | 313.5196 | 314.2592 | 303.5621 | 303.4058 | 313.8931 | 311.7485 | 299.1281 | 298.8498 | 298.8498 | 303.4058 | 305.0836 | 302.4626
2020-05-07 00:36 | 0.00 | 367.5172 | 367.8483 | 372.1154 | 366.1743 | 372.2233 | 354.7553 | 356.9379 | 372.3423 | 368.0986 | 371.8382 | 372.7897 | 372.2728 | 364.8914 | 365.0736 | 371.8758 | 371.1687 | 347.4148 | 347.0183 | 347.0183 | 365.0736 | 357.2989 | 365.7604
2020-05-07 00:37 | 0.00 | 303.0657 | 296.688 | 307.1899 | 292.421 | 307.2714 | 292.1852 | 276.702 | 307.361 | 297.5225 | 306.9264 | 309.1199 | 307.3088 | 306.742 | 307.1746 | 306.9645 | 304.7158 | 275.6371 | 275.4235 | 275.4235 | 307.1746 | 287.9 | 309.1285
2020-05-07 00:38 | 0.00 | 264.0664 | 252.833 | 268.8636 | 245.2697 | 268.9161 | 253.4273 | 222.6477 | 268.9735 | 254.3056 | 268.692 | 272.1619 | 268.9401 | 276.1671 | 276.8205 | 268.717 | 265.8896 | 227.4941 | 227.3994 | 227.3994 | 276.8205 | 242.9374 | 279.8882
2020-05-07 00:39 | 0.00 | 212.4084 | 198.5864 | 218.7015 | 187.2813 | 218.7226 | 201.3224 | 158.6662 | 218.7451 | 200.6978 | 218.6291 | 223.3841 | 218.7321 | 235.0143 | 235.8371 | 218.6399 | 215.963 | 166.9371 | 166.9567 | 166.9567 | 235.8371 | 185.4179 | 239.7631
2020-05-07 00:40 | 0.00 | 143.8724 | 130.0935 | 152.2597 | 115.2393 | 152.25 | 131.978 | 83.8024 | 152.2382 | 132.7501 | 152.285 | 158.2114 | 152.2452 | 178.1687 | 179.0977 | 152.2819 | 151.6406 | 92.163 | 92.2747 | 92.2747 | 179.0977 | 112.262 | 183.5702
2020-05-07 00:41 | 0.00 | 65.6093 | 59.2517 | 72.1014 | 49.6182 | 72.0694 | 57.8941 | 35.9277 | 72.0328 | 60.9803 | 72.1974 | 76.2511 | 72.0543 | 93.2622 | 93.8489 | 72.1841 | 73.1777 | 37.6416 | 37.7882 | 37.7882 | 93.8489 | 46.597 | 96.7094
2020-05-07 00:42 | 0.00 | 12.0407 | 10.7044 | 15.2772 | 8.648 | 15.2448 | 9.6663 | 8.3061 | 15.2079 | 11.3117 | 15.3754 | 17.4082 | 15.2296 | 29.1064 | 29.4258 | 15.3618 | 16.8393 | 8.0441 | 8.1726 | 8.1726 | 29.4258 | 8.1692 | 31.0085
2020-05-07 00:43 | 0.00 | 0 | 0 | 0 | 0 | 0 | 0 | 0 | 0 | 0 | 0 | 0 | 0 | 0 | 0 | 0 | 0 | 0 | 0 | 0 | 0 | 0 | 0
2020-05-07 00:44 | 0.00 | 0 | 0 | 0 | 0 | 0 | 0 | 0 | 0 | 0 | 0 | 0 | 0 | 0 | 0 | 0 | 0 | 0 | 0 | 0 | 0 | 0 | 0
2020-05-07 00:45 | 0.00 | 0 | 0 | 0 | 0 | 0 | 0 | 0 | 0 | 0 | 0 | 0 | 0 | 0 | 0 | 0 | 0 | 0 | 0 | 0 | 0 | 0 | 0
2020-05-07 00:46 | 0.00 | 0 | 0 | 0 | 0 | 0 | 0 | 0 | 0 | 0 | 0 | 0 | 0 | 0 | 0 | 0 | 0 | 0 | 0 | 0 | 0 | 0 | 0
2020-05-07 00:47 | 0.00 | 0 | 0 | 0 | 0 | 0 | 0 | 0 | 0 | 0 | 0 | 0 | 0 | 0 | 0 | 0 | 0 | 0 | 0 | 0 | 0 | 0 | 0
2020-05-07 00:48 | 0.00 | 0 | 0 | 0 | 0 | 0 | 0 | 0 | 0 | 0 | 0 | 0 | 0 | 0 | 0 | 0 | 0 | 0 | 0 | 0 | 0 | 0 | 0
2020-05-07 00:49 | 0.00 | 0 | 0 | 0 | 0 | 0 | 0 | 0 | 0 | 0 | 0 | 0 | 0 | 0 | 0 | 0 | 0 | 0 | 0 | 0 | 0 | 0 | 0
2020-05-07 00:50 | 0.00 | 0 | 0 | 0 | 0 | 0 | 0 | 0 | 0 | 0 | 0 | 0 | 0 | 0 | 0 | 0 | 0 | 0 | 0 | 0 | 0 | 0 | 0
2020-05-07 00:51 | 0.00 | 0 | 0 | 0 | 0 | 0 | 0 | 0 | 0 | 0 | 0 | 0 | 0 | 0 | 0 | 0 | 0 | 0 | 0 | 0 | 0 | 0 | 0
2020-05-07 00:52 | 0.00 | 0 | 0 | 0 | 0 | 0 | 0 | 0 | 0 | 0 | 0 | 0 | 0 | 0 | 0 | 0 | 0 | 0 | 0 | 0 | 0 | 0 | 0
2020-05-07 00:53 | 0.00 | 0.075395 | 0.071659 | 0.075205 | 0.071659 | 0.068608 | 0.074645 | 0.066922 | 0.061112 | 0.071659 | 0.095207 | 0.060936 | 0.065516 | 0.063062 | 0.05568 | 0.092429 | 0.35068 | 0.028408 | 0.054246 | 0.054246 | 0.05568 | 0.037224 | 0.030425
2020-05-07 00:54 | 0.00 | 16.4878 | 16.4801 | 16.5723 | 16.4796 | 16.5332 | 16.2009 | 16.2841 | 16.4888 | 16.4797 | 16.6906 | 16.4832 | 16.5149 | 16.2226 | 16.1785 | 16.6742 | 18.1843 | 15.8117 | 15.9648 | 15.9648 | 16.1785 | 16.066 | 16.0272
2020-05-07 00:55 | 0.00 | 51.6136 | 53.239 | 52.3625 | 53.249 | 52.3269 | 50.1055 | 53.4919 | 52.2863 | 53.1922 | 52.47 | 52.1799 | 52.3101 | 51.4275 | 51.3463 | 52.4551 | 53.7153 | 50.5774 | 50.7183 | 50.7183 | 51.3463 | 51.1314 | 51.0029
2020-05-07 00:56 | 0.00 | 76.9635 | 77.1291 | 77.3946 | 77.1387 | 77.3632 | 75.5815 | 76.3969 | 77.3274 | 77.1226 | 77.4884 | 77.294 | 77.3485 | 76.0054 | 75.965 | 77.4755 | 78.4203 | 74.9305 | 75.0559 | 75.0559 | 75.965 | 75.9041 | 75.8173
2020-05-07 00:57 | 0.00 | 219.4941 | 237.755 | 225.61 | 239.3047 | 225.6455 | 207.4401 | 246.7245 | 225.6839 | 237.0197 | 225.4924 | 224.0057 | 225.6616 | 216.5033 | 215.9988 | 225.5097 | 223.9836 | 220.71 | 220.5922 | 220.5922 | 215.9988 | 221.9549 | 213.4092
2020-05-07 00:58 | 0.00 | 274.5102 | 287.3593 | 279.5753 | 288.6213 | 279.6384 | 263.0788 | 292.2412 | 279.7076 | 286.8129 | 279.3701 | 278.4287 | 279.6673 | 269.7314 | 269.4117 | 279.3999 | 277.1786 | 271.4796 | 271.2678 | 271.2678 | 269.4117 | 274.4603 | 267.6997
2020-05-07 00:59 | 0.00 | 315.5085 | 324.1708 | 320.6423 | 324.6632 | 320.7353 | 302.4617 | 323.5428 | 320.8376 | 323.8573 | 320.3425 | 320.0474 | 320.7779 | 309.9093 | 309.7644 | 320.3858 | 318.4589 | 305.4618 | 305.162 | 305.162 | 309.7644 | 311.5216 | 308.8672
2020-05-07 01:00 | 0.00 | 361.904 | 362.7028 | 366.1656 | 361.4226 | 366.2331 | 349.9249 | 353.3994 | 366.3074 | 362.8788 | 365.9484 | 366.5924 | 366.2641 | 358.6515 | 358.7607 | 365.9797 | 365.0329 | 343.6852 | 343.475 | 343.475 | 358.7607 | 352.7172 | 359.1636
2020-05-07 01:01 | 0.00 | 319.5277 | 313.0945 | 323.6237 | 308.8934 | 323.7189 | 308.6035 | 293.174 | 323.8236 | 313.9206 | 323.3172 | 325.5607 | 323.7625 | 322.9181 | 323.3643 | 323.3614 | 321.4696 | 292.1922 | 291.9327 | 291.9327 | 323.3643 | 304.4496 | 325.3612
2020-05-07 01:02 | 0.00 | 287.9617 | 275.5697 | 293.1726 | 267.2988 | 293.2429 | 276.3594 | 242.4634 | 293.3199 | 277.1831 | 292.9448 | 296.808 | 293.275 | 301.1351 | 301.8662 | 292.9778 | 290.4571 | 247.9702 | 247.8285 | 247.8285 | 301.8662 | 264.8874 | 305.2794
2020-05-07 01:03 | 0.00 | 214.5837 | 201.4824 | 220.6399 | 190.6948 | 220.6624 | 203.8777 | 163.3769 | 220.6864 | 203.4944 | 220.5632 | 225.1037 | 220.6725 | 236.0769 | 236.8616 | 220.5746 | 217.9391 | 171.1035 | 171.116 | 171.116 | 236.8616 | 188.793 | 240.6004
2020-05-07 01:04 | 0.00 | 146.9497 | 132.3983 | 155.7245 | 116.7877 | 155.7162 | 134.5354 | 83.7748 | 155.706 | 135.1924 | 155.7456 | 161.9859 | 155.7121 | 182.9898 | 183.9692 | 155.743 | 155.0018 | 92.696 | 92.8069 | 92.8069 | 183.9692 | 113.7676 | 188.6808
2020-05-07 01:05 | 0.00 | 74.2722 | 67.6085 | 80.2678 | 58.1387 | 80.2384 | 66.7522 | 42.2231 | 80.2046 | 69.2774 | 80.3558 | 84.1327 | 80.2245 | 99.1529 | 99.7005 | 80.3437 | 81.1512 | 44.7083 | 44.8523 | 44.8523 | 99.7005 | 55.204 | 102.3665
2020-05-07 01:06 | 0.00 | 10.5792 | 10.5131 | 10.8835 | 10.5085 | 10.8442 | 10.3539 | 10.3715 | 10.7996 | 10.5409 | 11.0026 | 11.0274 | 10.8258 | 12.3923 | 12.3932 | 10.9861 | 12.5142 | 10.002 | 10.156 | 10.156 | 12.3932 | 10.1804 | 12.4586
2020-05-07 01:07 | 0.00 | 0 | 0 | 0 | 0 | 0 | 0 | 0 | 0 | 0 | 0 | 0 | 0 | 0 | 0 | 0 | 0 | 0 | 0 | 0 | 0 | 0 | 0
2020-05-07 01:08 | 0.00 | 0 | 0 | 0 | 0 | 0 | 0 | 0 | 0 | 0 | 0 | 0 | 0 | 0 | 0 | 0 | 0 | 0 | 0 | 0 | 0 | 0 | 0
2020-05-07 01:09 | 0.00 | 0 | 0 | 0 | 0 | 0 | 0 | 0 | 0 | 0 | 0 | 0 | 0 | 0 | 0 | 0 | 0 | 0 | 0 | 0 | 0 | 0 | 0
2020-05-07 01:10 | 0.00 | 0 | 0 | 0 | 0 | 0 | 0 | 0 | 0 | 0 | 0 | 0 | 0 | 0 | 0 | 0 | 0 | 0 | 0 | 0 | 0 | 0 | 0
2020-05-07 01:11 | 0.00 | 0 | 0 | 0 | 0 | 0 | 0 | 0 | 0 | 0 | 0 | 0 | 0 | 0 | 0 | 0 | 0 | 0 | 0 | 0 | 0 | 0 | 0
2020-05-07 01:12 | 0.00 | 0 | 0 | 0 | 0 | 0 | 0 | 0 | 0 | 0 | 0 | 0 | 0 | 0 | 0 | 0 | 0 | 0 | 0 | 0 | 0 | 0 | 0
2020-05-07 01:13 | 0.00 | 0 | 0 | 0 | 0 | 0 | 0 | 0 | 0 | 0 | 0 | 0 | 0 | 0 | 0 | 0 | 0 | 0 | 0 | 0 | 0 | 0 | 0
2020-05-07 01:14 | 0.00 | 0 | 0 | 0 | 0 | 0 | 0 | 0 | 0 | 0 | 0 | 0 | 0 | 0 | 0 | 0 | 0 | 0 | 0 | 0 | 0 | 0 | 0
2020-05-07 01:15 | 0.00 | 0 | 0 | 0 | 0 | 0 | 0 | 0 | 0 | 0 | 0 | 0 | 0 | 0 | 0 | 0 | 0 | 0 | 0 | 0 | 0 | 0 | 0
2020-05-07 01:16 | 0.00 | 0 | 0 | 0 | 0 | 0 | 0 | 0 | 0 | 0 | 0 | 0 | 0 | 0 | 0 | 0 | 0 | 0 | 0 | 0 | 0 | 0 | 0
2020-05-07 01:17 | 0.00 | 0.21392 | 0.21019 | 0.21448 | 0.21019 | 0.20789 | 0.21059 | 0.20383 | 0.20039 | 0.21019 | 0.23448 | 0.20018 | 0.2048 | 0.19976 | 0.19238 | 0.2317 | 0.48985 | 0.16324 | 0.18907 | 0.18907 | 0.19238 | 0.17393 | 0.16713
2020-05-07 01:18 | 0.00 | 20.2308 | 24.7776 | 21.6932 | 24.6983 | 21.6544 | 18.419 | 26.7373 | 21.6104 | 24.6592 | 21.8106 | 21.3914 | 21.6362 | 21.626 | 21.4738 | 21.7943 | 23.2831 | 20.5828 | 20.7349 | 20.7349 | 21.4738 | 20.5666 | 20.785
2020-05-07 01:19 | 0.00 | 69.2311 | 81.6444 | 73.2806 | 81.8352 | 73.2495 | 63.159 | 87.2655 | 73.214 | 81.2777 | 73.3737 | 72.4451 | 73.2349 | 71.7533 | 71.3994 | 73.3608 | 74.2868 | 71.1696 | 71.2939 | 71.2939 | 71.3994 | 71.0066 | 69.6794
2020-05-07 01:20 | 0.00 | 108.1512 | 115.0512 | 110.6153 | 115.4497 | 110.5937 | 103.4537 | 117.9657 | 110.5686 | 114.8014 | 110.6785 | 110.0064 | 110.5834 | 107.5613 | 107.3436 | 110.6699 | 110.904 | 107.8342 | 107.924 | 107.924 | 107.3436 | 108.5488 | 106.2906
2020-05-07 01:21 | 0.00 | 121.3662 | 124.9822 | 122.9558 | 125.2606 | 122.9357 | 117.7535 | 125.9322 | 122.9124 | 124.8396 | 123.0141 | 122.5749 | 122.9261 | 119.9665 | 119.8393 | 123.0063 | 123.1286 | 119.5647 | 119.6496 | 119.6496 | 119.8393 | 120.7703 | 119.2379
2020-05-07 01:22 | 0.00 | 145.5445 | 146.9984 | 146.6693 | 147.1448 | 146.6581 | 142.3629 | 146.3675 | 146.6447 | 146.9354 | 146.6995 | 146.471 | 146.6527 | 143.6257 | 143.5687 | 146.6957 | 146.1666 | 142.3532 | 142.4066 | 142.4066 | 143.5687 | 144.0914 | 143.3015
2020-05-07 01:23 | 0.00 | 282.2944 | 288.2327 | 285.9639 | 288.6633 | 286.0312 | 272.6878 | 287.55 | 286.105 | 288.0034 | 285.7454 | 285.5177 | 286.062 | 277.645 | 277.5455 | 285.7771 | 283.3796 | 274.6096 | 274.3918 | 274.3918 | 277.5455 | 279.2037 | 276.9219
2020-05-07 01:24 | 0.00 | 205.2939 | 205.4209 | 206.8244 | 205.1376 | 206.8414 | 200.6149 | 202.0528 | 206.8594 | 205.4613 | 206.7651 | 206.8958 | 206.849 | 203.1019 | 203.1283 | 206.774 | 204.7483 | 198.3206 | 198.2785 | 198.2785 | 203.1283 | 201.8022 | 203.2206
2020-05-07 01:25 | 0.00 | 313.2526 | 308.4712 | 316.6179 | 305.3814 | 316.7077 | 303.9791 | 293.0287 | 316.8064 | 309.0807 | 316.3284 | 318.0722 | 316.7488 | 314.8862 | 315.2376 | 316.3702 | 314.3653 | 291.4554 | 291.197 | 291.197 | 315.2376 | 301.3636 | 316.7833
2020-05-07 01:26 | 0.00 | 254.6589 | 245.9486 | 258.5278 | 240.1877 | 258.574 | 245.7509 | 222.399 | 258.6243 | 247.0752 | 258.3763 | 261.0578 | 258.595 | 263.2786 | 263.7884 | 258.3984 | 255.666 | 225.5989 | 225.5076 | 225.5076 | 263.7884 | 237.9563 | 266.1733
2020-05-07 01:27 | 0.00 | 227.6977 | 212.7295 | 234.2975 | 200.7351 | 234.3277 | 215.9669 | 170.0822 | 234.3603 | 214.9778 | 234.1963 | 239.2865 | 234.3414 | 251.4579 | 252.3454 | 234.2112 | 231.2693 | 179.2414 | 179.2407 | 179.2407 | 252.3454 | 198.9758 | 256.5674
2020-05-07 01:28 | 0.00 | 153.087 | 138.4925 | 161.8018 | 122.9529 | 161.7958 | 140.6861 | 89.9057 | 161.7882 | 141.2757 | 161.8153 | 168.033 | 161.7928 | 188.779 | 189.7568 | 161.8138 | 160.8984 | 98.8867 | 98.9915 | 98.9915 | 189.7568 | 119.9799 | 194.4563
2020-05-07 01:29 | 0.00 | 76.547 | 68.3728 | 84.7509 | 56.0352 | 84.721 | 66.8578 | 38.4838 | 84.6867 | 70.5809 | 84.8404 | 90.0543 | 84.7068 | 111.7264 | 112.4834 | 84.8281 | 85.6711 | 40.8185 | 40.9644 | 40.9644 | 112.4834 | 52.3258 | 116.1548
2020-05-07 01:30 | 0.00 | 18.0862 | 17.1449 | 20.1372 | 15.5934 | 20.1051 | 16.2701 | 15.1606 | 20.0686 | 17.5465 | 20.2343 | 21.3956 | 20.09 | 28.0309 | 28.2035 | 20.2209 | 21.6632 | 14.7854 | 14.9127 | 14.9127 | 28.2035 | 15.0356 | 29.0808
2020-05-07 01:31 | 0.00 | 0 | 0 | 0 | 0 | 0 | 0 | 0 | 0 | 0 | 0 | 0 | 0 | 0 | 0 | 0 | 0 | 0 | 0 | 0 | 0 | 0 | 0
2020-05-07 01:32 | 0.00 | 0 | 0 | 0 | 0 | 0 | 0 | 0 | 0 | 0 | 0 | 0 | 0 | 0 | 0 | 0 | 0 | 0 | 0 | 0 | 0 | 0 | 0
2020-05-07 01:33 | 0.00 | 0 | 0 | 0 | 0 | 0 | 0 | 0 | 0 | 0 | 0 | 0 | 0 | 0 | 0 | 0 | 0 | 0 | 0 | 0 | 0 | 0 | 0
2020-05-07 01:34 | 0.00 | 0 | 0 | 0 | 0 | 0 | 0 | 0 | 0 | 0 | 0 | 0 | 0 | 0 | 0 | 0 | 0 | 0 | 0 | 0 | 0 | 0 | 0
2020-05-07 01:35 | 0.00 | 0 | 0 | 0 | 0 | 0 | 0 | 0 | 0 | 0 | 0 | 0 | 0 | 0 | 0 | 0 | 0 | 0 | 0 | 0 | 0 | 0 | 0
2020-05-07 01:36 | 0.00 | 0 | 0 | 0 | 0 | 0 | 0 | 0 | 0 | 0 | 0 | 0 | 0 | 0 | 0 | 0 | 0 | 0 | 0 | 0 | 0 | 0 | 0
2020-05-07 01:37 | 0.00 | 0 | 0 | 0 | 0 | 0 | 0 | 0 | 0 | 0 | 0 | 0 | 0 | 0 | 0 | 0 | 0 | 0 | 0 | 0 | 0 | 0 | 0
2020-05-07 01:38 | 0.00 | 0 | 0 | 0 | 0 | 0 | 0 | 0 | 0 | 0 | 0 | 0 | 0 | 0 | 0 | 0 | 0 | 0 | 0 | 0 | 0 | 0 | 0
2020-05-07 01:39 | 0.00 | 0 | 0 | 0 | 0 | 0 | 0 | 0 | 0 | 0 | 0 | 0 | 0 | 0 | 0 | 0 | 0 | 0 | 0 | 0 | 0 | 0 | 0
2020-05-07 01:40 | 0.00 | 0 | 0 | 0 | 0 | 0 | 0 | 0 | 0 | 0 | 0 | 0 | 0 | 0 | 0 | 0 | 0 | 0 | 0 | 0 | 0 | 0 | 0
2020-05-07 01:41 | 0.00 | 0.094754 | 0.092528 | 0.09494 | 0.092421 | 0.088343 | 0.093606 | 0.088465 | 0.080847 | 0.092485 | 0.11494 | 0.080622 | 0.085251 | 0.082665 | 0.075246 | 0.11216 | 0.3704 | 0.047315 | 0.073152 | 0.073152 | 0.075246 | 0.056369 | 0.049818
2020-05-07 01:42 | 0.00 | 29.5306 | 50.0525 | 35.7784 | 49.7094 | 35.7415 | 22.5267 | 59.585 | 35.6996 | 49.5202 | 35.8899 | 34.7227 | 35.7242 | 36.7409 | 36.2062 | 35.8744 | 37.226 | 33.6561 | 33.8019 | 33.8019 | 36.2062 | 32.6134 | 33.6142
2020-05-07 01:43 | 0.00 | 93.3596 | 139.65 | 107.715 | 140.3172 | 107.6908 | 73.4753 | 161.9732 | 107.6629 | 138.301 | 107.7865 | 104.843 | 107.6793 | 105.0541 | 103.8345 | 107.7767 | 108.2016 | 105.2207 | 105.3198 | 105.3198 | 103.8345 | 102.4781 | 97.7577
2020-05-07 01:44 | 0.00 | 170.0249 | 210.6176 | 182.4757 | 212.6246 | 182.4787 | 150.03 | 231.6226 | 182.481 | 209.2213 | 182.461 | 179.3893 | 182.4798 | 173.639 | 172.508 | 182.4636 | 180.895 | 180.2674 | 180.2647 | 180.2647 | 172.508 | 178.5744 | 166.8228
2020-05-07 01:45 | 0.00 | 235.1576 | 264.631 | 244.4369 | 267.0342 | 244.4734 | 217.9232 | 280.2262 | 244.5131 | 263.4626 | 244.3158 | 241.8651 | 244.49 | 232.2635 | 231.4302 | 244.3335 | 241.3721 | 240.1963 | 240.0725 | 240.0725 | 231.4302 | 240.583 | 227.193
2020-05-07 01:46 | 0.00 | 284.5335 | 303.3959 | 291.3709 | 305.3369 | 291.4397 | 269.6073 | 311.8867 | 291.5151 | 302.5815 | 291.1477 | 289.6226 | 291.4711 | 278.4719 | 277.9691 | 291.18 | 288.6236 | 282.8811 | 282.6492 | 282.6492 | 277.9691 | 285.8311 | 275.3349
2020-05-07 01:47 | 0.00 | 308.2552 | 317.0208 | 313.2795 | 317.631 | 313.3658 | 295.4378 | 316.8346 | 313.4606 | 316.6863 | 313.0009 | 312.6221 | 313.4053 | 302.4402 | 302.2796 | 313.0411 | 310.8997 | 298.782 | 298.504 | 298.504 | 302.2796 | 304.5863 | 301.3175
2020-05-07 01:48 | 0.00 | 377.839 | 378.1114 | 382.4369 | 376.5332 | 382.5219 | 364.8538 | 367.1934 | 382.6156 | 378.3482 | 382.1642 | 383.0245 | 382.5609 | 374.6504 | 374.805 | 382.2035 | 381.629 | 357.4732 | 357.1149 | 357.1149 | 374.805 | 367.5287 | 375.4627
2020-05-07 01:49 | 0.00 | 313.2443 | 306.2872 | 317.4286 | 301.8771 | 317.5185 | 302.0086 | 285.3149 | 317.6174 | 307.1598 | 317.1386 | 319.4484 | 317.5597 | 316.8166 | 317.2781 | 317.1805 | 315.1443 | 284.5969 | 284.3584 | 284.3584 | 317.2781 | 297.4271 | 319.3593
2020-05-07 01:50 | 0.00 | 271.3774 | 258.8498 | 276.3662 | 250.6917 | 276.424 | 260.2117 | 226.0354 | 276.4871 | 260.449 | 276.1781 | 279.932 | 276.4503 | 284.2877 | 285 | 276.2055 | 273.4488 | 231.9552 | 231.8508 | 231.8508 | 285 | 248.6142 | 288.3438
2020-05-07 01:51 | 0.00 | 224.2831 | 208.4968 | 231.029 | 195.9956 | 231.0575 | 212.3183 | 163.929 | 231.0882 | 210.8439 | 230.9333 | 236.2124 | 231.0704 | 248.9537 | 249.8742 | 230.9474 | 228.15 | 173.9086 | 173.9161 | 173.9161 | 249.8742 | 194.4316 | 254.2574
2020-05-07 01:52 | 0.00 | 153.6645 | 139.1437 | 162.2133 | 123.8091 | 162.2075 | 141.455 | 91.0216 | 162.2001 | 141.8918 | 162.2263 | 168.3484 | 162.2046 | 188.6675 | 189.6302 | 162.2249 | 161.2971 | 100.0512 | 100.155 | 100.155 | 189.6302 | 120.9535 | 194.2557
2020-05-07 01:53 | 0.00 | 71.4011 | 62.3663 | 80.2694 | 48.967 | 80.2389 | 61.0687 | 30.2672 | 80.204 | 64.7765 | 80.3606 | 86.0763 | 80.2245 | 109.9085 | 110.7383 | 80.3481 | 81.232 | 33.0414 | 33.1895 | 33.1895 | 110.7383 | 45.2043 | 114.7588
2020-05-07 01:54 | 0.00 | 12.1173 | 10.6203 | 15.2297 | 8.1848 | 15.1969 | 9.576 | 7.7179 | 15.1601 | 11.2358 | 15.3477 | 17.2779 | 15.1817 | 28.3594 | 28.6582 | 15.3313 | 16.8354 | 7.4639 | 7.5925 | 7.5925 | 28.6582 | 7.6315 | 30.1521
2020-05-07 01:55 | 0.00 | 0 | 0 | 0 | 0 | 0 | 0 | 0 | 0 | 0 | 0 | 0 | 0 | 0 | 0 | 0 | 0 | 0 | 0 | 0 | 0 | 0 | 0
2020-05-07 01:56 | 0.00 | 0 | 0 | 0 | 0 | 0 | 0 | 0 | 0 | 0 | 0 | 0 | 0 | 0 | 0 | 0 | 0 | 0 | 0 | 0 | 0 | 0 | 0
2020-05-07 01:57 | 0.00 | 0 | 0 | 0 | 0 | 0 | 0 | 0 | 0 | 0 | 0 | 0 | 0 | 0 | 0 | 0 | 0 | 0 | 0 | 0 | 0 | 0 | 0
2020-05-07 01:58 | 0.00 | 0 | 0 | 0 | 0 | 0 | 0 | 0 | 0 | 0 | 0 | 0 | 0 | 0 | 0 | 0 | 0 | 0 | 0 | 0 | 0 | 0 | 0
2020-05-07 01:59 | 0.00 | 0 | 0 | 0 | 0 | 0 | 0 | 0 | 0 | 0 | 0 | 0 | 0 | 0 | 0 | 0 | 0 | 0 | 0 | 0 | 0 | 0 | 0
Timeseries of renewable production (per unit) to be entered by the user (in Watts !!!!!)

## Meteo
Datetime | GHI (W/m²) | DNI (W/m²) | DHI (W/m²) | Air temperature (°C) | Wind direction (°) | Wind speed (m/s) | Pressure (hPa) | Variable | Measurement height (m)
01/05/2020 00:00 | 0 | 0 | 0 | 24.044 | 101.47 | 7.807 | 984.057 | GHI (W/m²) | 0
01/05/2020 01:00 | 0 | 0 | 0 | 23.867 | 97.06 | 7.862 | 983.827 | DNI (W/m²) | 0
01/05/2020 02:00 | 0 | 0 | 0 | 24.296 | 100.63 | 8.599 | 983.629 | DHI (W/m²) | 0
01/05/2020 03:00 | 0 | 0 | 0 | 24.061 | 104.03 | 7.8947 | 983.409 | Air temperature (°C) | 0
01/05/2020 04:00 | 0 | 0 | 0 | 23.999 | 99.952 | 7.5708 | 983.368 | Wind direction (°) | 0
01/05/2020 05:00 | 1.2209 | 0 | 1.2209 | 23.751 | 106.52 | 7.5129 | 983.342 | Wind speed (m/s) | 50
01/05/2020 06:00 | 151.09 | 338.4772 | 84.592 | 24.882 | 110.835 | 7.7371 | 983.246 | Pressure (hPa) | 0
01/05/2020 07:00 | 391.4 | 660.7058 | 117.4796 | 26.581 | 97.77 | 8.2216 | 983.451
01/05/2020 08:00 | 631.59 | 812.0708 | 131.8046 | 27.617 | 109.08 | 7.7663 | 983.949
01/05/2020 09:00 | 827.6 | 858.3595 | 154.4946 | 28.015 | 119.095 | 7.742 | 984.466
01/05/2020 10:00 | 970.7 | 875.8511 | 174.2793 | 28.152 | 116.98 | 7.9438 | 984.86
01/05/2020 11:00 | 1068 | 901.7437 | 182.2878 | 29.348 | 120.81 | 7.7582 | 985.68
01/05/2020 12:00 | 1084.1 | 900.4444 | 185.4878 | 29.117 | 119.83 | 8.3601 | 986.092
01/05/2020 13:00 | 1032 | 892.7166 | 179.047 | 29.875 | 128.16 | 7.9533 | 987.168
01/05/2020 14:00 | 916.6 | 877.7138 | 163.9045 | 29.473 | 129.73 | 7.982 | 988.345
01/05/2020 15:00 | 733.64 | 821.3087 | 149.6621 | 29.014 | 138.01 | 7.8233 | 989.114
01/05/2020 16:00 | 509.58 | 708.9723 | 136.7977 | 29.216 | 140.51 | 7.7572 | 989.99
01/05/2020 17:00 | 281.93 | 566.4767 | 103.6438 | 28.717 | 185.08 | 6.5474 | 990.83
01/05/2020 18:00 | 69.977 | 217.9628 | 41.5489 | 27.803 | 123.07 | 6.3701 | 991.666
01/05/2020 19:00 | 0 | 0 | 0 | 25.919 | 97.13 | 6.5316 | 992.496
01/05/2020 20:00 | 0 | 0 | 0 | 23.578 | 92.889 | 6.7276 | 992.991
01/05/2020 21:00 | 0 | 0 | 0 | 25.037 | 97.051 | 6.5918 | 993.55
01/05/2020 22:00 | 0 | 0 | 0 | 24.656 | 109.8 | 7.0539 | 994.146
01/05/2020 23:00 | 0 | 0 | 0 | 25.007 | 112.32 | 6.2947 | 994.896
02/05/2020 00:00 | 0 | 0 | 0 | 24.368 | 104.405 | 6.4039 | 995.715
02/05/2020 01:00 | 0 | 0 | 0 | 23.63 | 103.19 | 6.4334 | 996.506
02/05/2020 02:00 | 0 | 0 | 0 | 23.768 | 107.92 | 6.6045 | 997.258
02/05/2020 03:00 | 0 | 0 | 0 | 23.927 | 117.33 | 6.1589 | 998.084
02/05/2020 04:00 | 0 | 0 | 0 | 23.753 | 118.83 | 6.219 | 999.023
02/05/2020 05:00 | 0.7129 | 0 | 0.7129 | 23.574 | 121.42 | 6.011 | 999.84
02/05/2020 06:00 | 159.87 | 433.1933 | 75.927 | 25.179 | 103.47 | 4.99 | 1000.51
02/05/2020 07:00 | 390.38 | 664.8148 | 116.1021 | 27.246 | 103.745 | 5.5483 | 1001.27
02/05/2020 08:00 | 627.85 | 806.5777 | 132.8309 | 28.348 | 285.14 | 5.6247 | 1002.13
02/05/2020 09:00 | 848.9 | 880.4295 | 159.8551 | 29.033 | 153.79 | 5.4429 | 1003.01
02/05/2020 10:00 | 1046 | 959.5731 | 174.1569 | 29.223 | 119.28 | 5.2549 | 1003.61
02/05/2020 11:00 | 1096.4 | 932.6422 | 180.631 | 29.218 | 121.25 | 5.1321 | 1004.11
02/05/2020 12:00 | 1086.6 | 891.0619 | 197.2156 | 28.975 | 129.79 | 4.895 | 1004.56
02/05/2020 13:00 | 580.82 | 126.5436 | 459.7916 | 28.76 | 120.04 | 4.85 | 1005.02
02/05/2020 14:00 | 953.2 | 926.4194 | 157.8502 | 29.007 | 124.89 | 4.3191 | 1005.44
02/05/2020 15:00 | 748.94 | 852.5969 | 141.7096 | 28.177 | 119.065 | 4.0004 | 1005.88
02/05/2020 16:00 | 526.62 | 764.6972 | 123.5652 | 28.029 | 116.6 | 4.2293 | 1006.23
02/05/2020 17:00 | 292.73 | 626.4987 | 94.8113 | 27.052 | 115.31 | 5.287 | 1006.59
02/05/2020 18:00 | 69.852 | 215.011 | 42.4601 | 26.057 | 101.395 | 4.8141 | 1006.81
02/05/2020 19:00 | 0 | 0 | 0 | 24.54 | 99.91 | 5.1532 | 1006.8
02/05/2020 20:00 | 0 | 0 | 0 | 24.147 | 100.125 | 5.2792 | 1006.65
02/05/2020 21:00 | 0 | 0 | 0 | 24.363 | 113.995 | 5.9687 | 1006.66
02/05/2020 22:00 | 0 | 0 | 0 | 24.235 | 113.19 | 5.1134 | 1006.71
02/05/2020 23:00 | 0 | 0 | 0 | 23.771 | 106.99 | 5.3816 | 1006.73
03/05/2020 00:00 | 0 | 0 | 0 | 23.608 | 106.32 | 5.3882 | 1006.67
03/05/2020 01:00 | 0 | 0 | 0 | 23.468 | 110.035 | 5.4937 | 1006.65
03/05/2020 02:00 | 0 | 0 | 0 | 23.648 | 113.65 | 5.3415 | 1006.8
03/05/2020 03:00 | 0 | 0 | 0 | 23.04 | 79.274 | 5.0561 | 1006.79
03/05/2020 04:00 | 0 | 0 | 0 | 22.177 | 103.06 | 4.9681 | 1006.74
03/05/2020 05:00 | 1.9354 | 0 | 1.9354 | 22.637 | 111.275 | 4.4536 | 1006.65
03/05/2020 06:00 | 149.59 | 355.2056 | 81.3541 | 23.82 | 103.27 | 4.7606 | 1006.61
03/05/2020 07:00 | 377.11 | 627.7628 | 120.1627 | 25.381 | 115.29 | 5.0182 | 1006.59
03/05/2020 08:00 | 634.48 | 829.0899 | 126.9956 | 26.461 | 108.58 | 4.8279 | 1006.58
03/05/2020 09:00 | 785.83 | 756.7566 | 194.7719 | 26.885 | 123.865 | 5.068 | 1006.6
03/05/2020 10:00 | 977.3 | 888.2898 | 171.0045 | 26.829 | 122.71 | 5.7416 | 1006.94
03/05/2020 11:00 | 1090.6 | 927.5256 | 180.154 | 27.041 | 118.86 | 5.8803 | 1007.35
03/05/2020 12:00 | 1112.5 | 930.5667 | 183.5571 | 26.847 | 117.83 | 6.5601 | 1007.68
03/05/2020 13:00 | 1040 | 901.6054 | 177.5495 | 27.476 | 118.17 | 5.42 | 1007.96
03/05/2020 14:00 | 918.8 | 878.1327 | 164.1532 | 26.994 | 118.92 | 5.3922 | 1008.37
03/05/2020 15:00 | 748.11 | 848.44 | 142.9302 | 26.962 | 121.17 | 5.0112 | 1008.66
03/05/2020 16:00 | 542.04 | 808.865 | 114.4681 | 26.885 | 115.78 | 4.3899 | 1008.87
03/05/2020 17:00 | 193.6 | 225.3424 | 122.9363 | 26.205 | 111.825 | 5.1644 | 1009.18
03/05/2020 18:00 | 63.599 | 147.5592 | 45.2915 | 25.484 | 100.08 | 5.2032 | 1009.52
03/05/2020 19:00 | 0 | 0 | 0 | 24.606 | 105.91 | 4.3224 | 1009.85
03/05/2020 20:00 | 0 | 0 | 0 | 24.444 | 114.21 | 4.7634 | 1009.94
03/05/2020 21:00 | 0 | 0 | 0 | 24.298 | 111.995 | 4.0945 | 1010
03/05/2020 22:00 | 0 | 0 | 0 | 23.944 | 88.52 | 3.7191 | 1010.08
03/05/2020 23:00 | 0 | 0 | 0 | 24.313 | 111.26 | 4.3886 | 1010.29
04/05/2020 00:00 | 0 | 0 | 0 | 24.108 | 107.55 | 3.8553 | 1010.45
04/05/2020 01:00 | 0 | 0 | 0 | 23.503 | 77.783 | 4.009 | 1010.52
04/05/2020 02:00 | 0 | 0 | 0 | 23.716 | 131.02 | 3.5104 | 1010.37
04/05/2020 03:00 | 0 | 0 | 0 | 23.345 | 111.775 | 3.7434 | 1009.98
04/05/2020 04:00 | 0 | 0 | 0 | 23.01 | 108.395 | 3.5546 | 1009.54
04/05/2020 05:00 | 1.0901 | 0 | 1.0901 | 23.697 | 109.87 | 3.2353 | 1009.2
04/05/2020 06:00 | 151.3 | 386.6642 | 77.9391 | 23.905 | 74.217 | 3.7057 | 1008.81
04/05/2020 07:00 | 370.79 | 589.3189 | 130.0674 | 26.237 | 113.0683 | 3.3919 | 1008.38
04/05/2020 08:00 | 612.64 | 772.7528 | 140.9084 | 26.851 | 113.72 | 3.2962 | 1007.87
04/05/2020 09:00 | 823.4 | 857.9161 | 153.8695 | 27.519 | 114.085 | 2.9554 | 1007.57
04/05/2020 10:00 | 968.1 | 875.814 | 173.8148 | 27.612 | 115.76 | 3.6228 | 1007.24
04/05/2020 11:00 | 1017.1 | 807.3927 | 224.7425 | 28.134 | 125.01 | 3.7033 | 1006.83
04/05/2020 12:00 | 1090.8 | 889.8512 | 202.418 | 28.658 | 126.025 | 3.0107 | 1006.47
04/05/2020 13:00 | 1135.9 | 990.9621 | 187.4235 | 28.96 | 115.05 | 2.9019 | 1006.16
04/05/2020 14:00 | 964.36 | 865.3882 | 220.4322 | 29.21 | 114.51 | 3.4158 | 1005.89
04/05/2020 15:00 | 570.55 | 456.4981 | 246.709 | 28.075 | 120.94 | 2.8357 | 1005.54
04/05/2020 16:00 | 465.36 | 520.2899 | 189.1127 | 28.282 | 112.93 | 3.7822 | 1005.12
04/05/2020 17:00 | 169.97 | 69.2248 | 147.9513 | 26.818 | 111.425 | 2.9452 | 1004.67
04/05/2020 18:00 | 32.381 | 7.7717 | 31.6293 | 25.177 | 120.96 | 2.7335 | 1004.31
04/05/2020 19:00 | 0 | 0 | 0 | 24.869 | 106.57 | 3.2976 | 1003.99
04/05/2020 20:00 | 0 | 0 | 0 | 25.139 | 107.92 | 2.8609 | 1003.64
04/05/2020 21:00 | 0 | 0 | 0 | 25.28 | 107.35 | 2.5195 | 1003.26
04/05/2020 22:00 | 0 | 0 | 0 | 25.025 | 105.6267 | 3.5645 | 1002.91
04/05/2020 23:00 | 0 | 0 | 0 | 24.788 | 108.27 | 3.8961 | 1002.56
05/05/2020 00:00 | 0 | 0 | 0 | 24.948 | 73.5335 | 4.4426 | 1002.2
05/05/2020 01:00 | 0 | 0 | 0 | 24.07 | 125.685 | 4.2289 | 1001.81
05/05/2020 02:00 | 0 | 0 | 0 | 24.942 | 130.625 | 4.1623 | 1001.4
05/05/2020 03:00 | 0 | 0 | 0 | 24.579 | 115.505 | 3.9902 | 1000.91
05/05/2020 04:00 | 0 | 0 | 0 | 23.4 | 110.09 | 4.2027 | 1000.42
05/05/2020 05:00 | 1.0913 | 0 | 1.0913 | 23.509 | 97.239 | 3.9173 | 999.982
05/05/2020 06:00 | 59.861 | 27.8358 | 54.2733 | 23.405 | 112.685 | 3.4213 | 999.481
05/05/2020 07:00 | 241.17 | 113.2097 | 195.0551 | 25.52 | 123.205 | 3.3198 | 998.867
05/05/2020 08:00 | 564.66 | 618.8134 | 190.1663 | 26.817 | 120.555 | 3.583 | 998.188
05/05/2020 09:00 | 533.44 | 222.5936 | 359.3676 | 27.261 | 122.73 | 4.1123 | 997.561
05/05/2020 10:00 | 808.81 | 542.1837 | 318.4096 | 28.596 | 123.95 | 4.3391 | 996.966
05/05/2020 11:00 | 569.05 | 101.6675 | 469.3151 | 28.165 | 114.995 | 4.0413 | 996.425
05/05/2020 12:00 | 1263.1 | 1056.2413 | 208.4115 | 29.246 | 117.22 | 3.9424 | 995.827
05/05/2020 13:00 | 1035.7 | 894.5535 | 179.0417 | 29.751 | 128.84 | 3.5189 | 995.213
05/05/2020 14:00 | 1044.5 | 1012.8151 | 172.3425 | 29.234 | 129.72 | 4.39 | 994.712
05/05/2020 15:00 | 830.4 | 969.3622 | 137.016 | 29.448 | 125.1 | 3.7922 | 994.327
05/05/2020 16:00 | 364.24 | 271.67 | 222.4312 | 27.761 | 116.78 | 4.3503 | 994.035
05/05/2020 17:00 | 284.74 | 593.1404 | 94.0269 | 28.19 | 114.005 | 4.8286 | 993.636
05/05/2020 18:00 | 76.102 | 285.8469 | 41.4912 | 27.074 | 115.64 | 3.8618 | 993.231
05/05/2020 19:00 | 0 | 0 | 0 | 25.829 | 112.45 | 4.452 | 992.871
05/05/2020 20:00 | 0 | 0 | 0 | 25.181 | 98.74 | 4.0028 | 992.383
05/05/2020 21:00 | 0 | 0 | 0 | 24.346 | 103.061 | 4.4153 | 991.908
05/05/2020 22:00 | 0 | 0 | 0 | 23.755 | 205.854 | 4.2216 | 991.601
05/05/2020 23:00 | 0 | 0 | 0 | 23.282 | 145.292 | 3.6229 | 991.412
06/05/2020 00:00 | 0 | 0 | 0 | 22.691 | 46.0221 | 3.4538 | 991.309
06/05/2020 01:00 | 0 | 0 | 0 | 23.661 | 94.577 | 3.4697 | 991.274
06/05/2020 02:00 | 0 | 0 | 0 | 24.049 | 116.942 | 3.6966 | 991.285
06/05/2020 03:00 | 0 | 0 | 0 | 24.004 | 216.125 | 4.3288 | 991.057
06/05/2020 04:00 | 0 | 0 | 0 | 23.724 | 109.709 | 3.8898 | 990.781
06/05/2020 05:00 | 0.6469 | 0 | 0.6469 | 23.198 | 33.1771 | 3.5167 | 990.535
06/05/2020 06:00 | 140.17 | 318.8547 | 81.1126 | 23.984 | 215.109 | 3.6968 | 990.265
06/05/2020 07:00 | 373.43 | 619.8371 | 122.6554 | 27.031 | 274.68 | 3.4855 | 990.137
06/05/2020 08:00 | 604.79 | 759.6311 | 143.6785 | 27.949 | 161.43 | 4.0792 | 990.117
06/05/2020 09:00 | 806.37 | 829.2039 | 161.3392 | 28.458 | 135.59 | 4.617 | 990.099
06/05/2020 10:00 | 958.5 | 863.3513 | 176.8802 | 29.209 | 145.37 | 4.5022 | 990.066
06/05/2020 11:00 | 1070.8 | 907.2183 | 181.1664 | 29.252 | 177.76 | 4.3036 | 990.104
06/05/2020 12:00 | 1094.2 | 911.5003 | 183.9322 | 30.119 | 168.35 | 4.6279 | 990.21
06/05/2020 13:00 | 873.64 | 557.3694 | 340.2431 | 30.132 | 170.39 | 4.8303 | 990.248
06/05/2020 14:00 | 520.01 | 122.3355 | 414.519 | 28.844 | 144.32 | 4.3379 | 990.315
06/05/2020 15:00 | 728.86 | 722.9554 | 209.5453 | 29.099 | 127.08 | 4.3674 | 990.594
06/05/2020 16:00 | 545.81 | 812.1094 | 113.8807 | 28.344 | 129.63 | 3.9853 | 990.978
06/05/2020 17:00 | 294.19 | 609.3049 | 98.8411 | 27.363 | 119.62 | 3.8398 | 991.334
06/05/2020 18:00 | 67.509 | 177.6035 | 46.4072 | 26.716 | 115.28 | 4.031 | 991.61
06/05/2020 19:00 | 0 | 0 | 0 | 25.679 | 103.85 | 4.7842 | 991.872
06/05/2020 20:00 | 0 | 0 | 0 | 25.369 | 106.83 | 4.2101 | 992.113
06/05/2020 21:00 | 0 | 0 | 0 | 24.523 | 42.022 | 3.9789 | 992.424
06/05/2020 22:00 | 0 | 0 | 0 | 24.761 | 65.293 | 3.9937 | 992.751
06/05/2020 23:00 | 0 | 0 | 0 | 24.417 | 126 | 5.0199 | 993.234
07/05/2020 00:00 | 0 | 0 | 0 | 23.958 | 55.439 | 4.1778 | 993.756
07/05/2020 01:00 | 0 | 0 | 0 | 22.768 | 76.932 | 4.1878 | 994.309
07/05/2020 02:00 | 0 | 0 | 0 | 22.164 | 73.012 | 4.9164 | 994.904
07/05/2020 03:00 | 0 | 0 | 0 | 22.681 | 106.92 | 4.6997 | 995.521
07/05/2020 04:00 | 0 | 0 | 0 | 23.451 | 105.47 | 4.2603 | 995.975
07/05/2020 05:00 | 0.1069 | 0 | 0.1069 | 21.096 | 60.984 | 5.0183 | 996.227
07/05/2020 06:00 | 142.7 | 357.8078 | 77.3701 | 23.87 | 87.713 | 5.2739 | 996.397
07/05/2020 07:00 | 385.46 | 687.2441 | 108.8259 | 25.88 | 115.6 | 4.7464 | 996.569
07/05/2020 08:00 | 617.4 | 801.0941 | 132.362 | 26.883 | 123.33 | 5.6006 | 996.837
07/05/2020 09:00 | 822 | 862.9309 | 151.8219 | 27.89 | 124.105 | 5.038 | 997.164
07/05/2020 10:00 | 967.7 | 879.141 | 172.4993 | 28.547 | 117.875 | 5.8772 | 997.547
07/05/2020 11:00 | 1059.2 | 893.2426 | 183.5426 | 28.123 | 123.63 | 5.3185 | 998.114
07/05/2020 12:00 | 1092.8 | 909.7992 | 184.1234 | 28.632 | 127.75 | 5.6968 | 998.72
07/05/2020 13:00 | 1111.89 | 940.2187 | 210.4295 | 28.852 | 127.205 | 5.6785 | 999.389
07/05/2020 14:00 | 633.13 | 345.0851 | 336.9011 | 27.615 | 125.44 | 5.6045 | 1000.28
07/05/2020 15:00 | 697.03 | 645.9068 | 236.4554 | 28.828 | 126.45 | 6.1611 | 1001.04
07/05/2020 16:00 | 314.19 | 110.1062 | 255.4668 | 27.432 | 114.87 | 5.399 | 1001.62
07/05/2020 17:00 | 413.7 | 1074.0179 | 68.2605 | 27.268 | 112.61 | 6.1886 | 1002.17
07/05/2020 18:00 | 30.72 | 6.155 | 30.1068 | 24.857 | 119.59 | 5.7838 | 1002.74
07/05/2020 19:00 | 0 | 0 | 0 | 23.827 | 113 | 6.393 | 1003.3
07/05/2020 20:00 | 0 | 0 | 0 | 22.564 | 93.48 | 6.2819 | 1003.8
07/05/2020 21:00 | 0 | 0 | 0 | 23.686 | 90.95 | 6.0035 | 1004.34
07/05/2020 22:00 | 0 | 0 | 0 | 24.188 | 110.64 | 5.3405 | 1004.97
07/05/2020 23:00 | 0 | 0 | 0 | 24.158 | 115.11 | 5.3439 | 1005.57
08/05/2020 00:00 | 0 | 0 | 0 | 24.169 | 110.18 | 4.5714 | 1006.17
08/05/2020 01:00 | 0 | 0 | 0 | 22.949 | 94.385 | 3.8363 | 1006.7
08/05/2020 02:00 | 0 | 0 | 0 | 22.004 | 87.152 | 3.8159 | 1007.45
08/05/2020 03:00 | 0 | 0 | 0 | 21.276 | 52.5678 | 3.9143 | 1007.73
08/05/2020 04:00 | 0 | 0 | 0 | 20.461 | 71.7005 | 4.7202 | 1008.19
08/05/2020 05:00 | 0.0754 | 0 | 0.0754 | 21.313 | 55.795 | 5.3772 | 1008.46
08/05/2020 06:00 | 136.05 | 313.7387 | 79.4632 | 23.761 | 94.14 | 5.9164 | 1008.54
08/05/2020 07:00 | 374.15 | 641.9258 | 117.0539 | 25.895 | 110.595 | 5.8206 | 1008.73
08/05/2020 08:00 | 615.44 | 800.7455 | 132.0451 | 27.359 | 111.22 | 6.5122 | 1008.62
08/05/2020 09:00 | 818.6 | 858.9748 | 152.5516 | 28.349 | 129.2383 | 7.045 | 1008.57
08/05/2020 10:00 | 974.5 | 890.4563 | 169.7418 | 28.934 | 121.2 | 6.7854 | 1008.56
08/05/2020 11:00 | 1084 | 922.7716 | 179.6943 | 28.84 | 121.34 | 8.1234 | 1008.49
08/05/2020 12:00 | 1107.2 | 925.0726 | 183.1635 | 28.513 | 123.215 | 8.3721 | 1008.29
08/05/2020 13:00 | 1059.2 | 920.9288 | 175.9045 | 28.731 | 127.3 | 8.4517 | 1008.02
08/05/2020 14:00 | 941.3 | 905.1807 | 159.706 | 28.965 | 118.12 | 8.8654 | 1007.94
08/05/2020 15:00 | 764.74 | 871.7745 | 138.4666 | 28.247 | 117.76 | 8.7808 | 1007.69
08/05/2020 16:00 | 530.17 | 753.8201 | 127.6892 | 28.158 | 113.75 | 8.4409 | 1007.27
08/05/2020 17:00 | 294.13 | 598.626 | 101.156 | 27.923 | 125.335 | 8.5683 | 1006.82
08/05/2020 18:00 | 68.914 | 179.4382 | 47.008 | 26.748 | 125.25 | 8.963 | 1006.39
08/05/2020 19:00 | 0 | 0 | 0 | 25.882 | 124.89 | 9.0175 | 1005.93
08/05/2020 20:00 | 0 | 0 | 0 | 24.951 | 116.57 | 8.8134 | 1005.6
08/05/2020 21:00 | 0 | 0 | 0 | 24.207 | 102.54 | 9.4939 | 1005.24
08/05/2020 22:00 | 0 | 0 | 0 | 23.649 | 76.785 | 9.4529 | 1004.57
08/05/2020 23:00 | 0 | 0 | 0 | 22.532 | 92.915 | 9.7807 | 1004.03
09/05/2020 00:00 | 0 | 0 | 0 | 23.645 | 93.49 | 10.2707 | 1003.6
09/05/2020 01:00 | 0 | 0 | 0 | 22.829 | 65.324 | 10.5222 | 1003.22
09/05/2020 02:00 | 0 | 0 | 0 | 21.471 | 118.575 | 11.2621 | 1002.9
09/05/2020 03:00 | 0 | 0 | 0 | 21.028 | 21.128 | 11.5275 | 1002.29
09/05/2020 04:00 | 0 | 0 | 0 | 20.487 | 29.469 | 11.8971 | 1001.75
09/05/2020 05:00 | 0.2848 | 0 | 0.2848 | 20.323 | 148.182 | 11.7175 | 1001.4
09/05/2020 06:00 | 139.51 | 362.0054 | 75.044 | 21.882 | 54.73 | 12.4509 | 1001.2
09/05/2020 07:00 | 370.7 | 634.6138 | 117.8836 | 26.629 | 119.08 | 11.8908 | 1000.77
09/05/2020 08:00 | 606.76 | 780.5971 | 136.8272 | 28.425 | 126.19 | 11.7585 | 1000.07
09/05/2020 09:00 | 814 | 852.6762 | 153.9055 | 28.687 | 118.08 | 11.5981 | 999.744
09/05/2020 10:00 | 960.3 | 870.3494 | 174.4044 | 29.417 | 123.11 | 11.4028 | 999.39
09/05/2020 11:00 | 1069.2 | 906.669 | 180.9648 | 29.235 | 124.335 | 10.8758 | 998.852
09/05/2020 12:00 | 1098.6 | 916.066 | 183.4644 | 29.342 | 124.97 | 10.9314 | 998.258
09/05/2020 13:00 | 1047.2 | 906.5562 | 177.2642 | 29.026 | 124.21 | 10.746 | 997.941
09/05/2020 14:00 | 947.9 | 908.4884 | 162.8127 | 28.925 | 126.24 | 10.7763 | 997.679
09/05/2020 15:00 | 760.48 | 861.0442 | 141.0795 | 28.5 | 125.075 | 10.1894 | 997.12
09/05/2020 16:00 | 530.09 | 750.4849 | 128.7081 | 28.168 | 128.5833 | 10.0899 | 996.801
09/05/2020 17:00 | 291.42 | 577.3421 | 104.7652 | 27.329 | 123.495 | 10.606 | 996.649
09/05/2020 18:00 | 56.116 | 130.4995 | 41.9509 | 26.444 | 119.295 | 9.5221 | 996.653
09/05/2020 19:00 | 0 | 0 | 0 | 25.949 | 111.37 | 9.7178 | 996.533
09/05/2020 20:00 | 0 | 0 | 0 | 25.472 | 108.595 | 9.714 | 996.222
09/05/2020 21:00 | 0 | 0 | 0 | 25.369 | 111.49 | 8.8949 | 996.006
09/05/2020 22:00 | 0 | 0 | 0 | 24.956 | 107.835 | 8.1527 | 995.949
09/05/2020 23:00 | 0 | 0 | 0 | 24.355 | 117.13 | 7.8958 | 996.052
10/05/2020 00:00 | 0 | 0 | 0 | 24.325 | 92.415 | 7.917 | 996.219
10/05/2020 01:00 | 0 | 0 | 0 | 24.239 | 97.481 | 7.7483 | 996.448
10/05/2020 02:00 | 0 | 0 | 0 | 21.71 | 141.095 | 7.665 | 996.683
10/05/2020 03:00 | 0 | 0 | 0 | 21.044 | 138.65 | 7.4996 | 996.857
10/05/2020 04:00 | 0 | 0 | 0 | 20.952 | 18.42 | 7.7114 | 996.955
10/05/2020 05:00 | 0.2238 | 0 | 0.2238 | 20.629 | 53.873 | 7.2331 | 997.068
10/05/2020 06:00 | 58.726 | 7.8785 | 57.3562 | 22.148 | 84.818 | 7.0298 | 997.299
10/05/2020 07:00 | 193.42 | 47.3843 | 174.4207 | 25.221 | 84.82 | 6.1987 | 997.585
10/05/2020 08:00 | 599.12 | 762.9648 | 141.0957 | 27.286 | 202.98 | 6.6001 | 997.965
10/05/2020 09:00 | 799.84 | 826.6017 | 161.0048 | 27.701 | 168.05 | 6.1334 | 998.345
10/05/2020 10:00 | 945.8 | 847.9218 | 180.8099 | 28.544 | 145.205 | 6.6615 | 998.529
10/05/2020 11:00 | 1048.3 | 795.6412 | 269.7199 | 29.122 | 128.59 | 6.186 | 998.814
10/05/2020 12:00 | 1089.8 | 906.0228 | 184.6111 | 29.584 | 124.655 | 5.864 | 999.299
10/05/2020 13:00 | 1025.2 | 876.5316 | 183.6809 | 29.896 | 119.79 | 5.4005 | 999.817
10/05/2020 14:00 | 912 | 857.1988 | 170.602 | 29.43 | 138.15 | 4.3139 | 1000.3
10/05/2020 15:00 | 746.17 | 828.6736 | 149.4158 | 28.992 | 135.3983 | 4.098 | 1000.77
10/05/2020 16:00 | 532.38 | 755.4202 | 127.7009 | 28.538 | 123.54 | 3.9844 | 1001.11
10/05/2020 17:00 | 294.55 | 591.9959 | 102.679 | 27.607 | 122.99 | 4.2325 | 1001.34
10/05/2020 18:00 | 67.823 | 190.9178 | 46.7036 | 27.094 | 116.86 | 3.8479 | 1001.54
10/05/2020 19:00 | 0 | 0 | 0 | 26.488 | 120.24 | 4.0701 | 1001.71
10/05/2020 20:00 | 0 | 0 | 0 | 26.21 | 108.69 | 3.5347 | 1001.81
10/05/2020 21:00 | 0 | 0 | 0 | 26.447 | 111.775 | 3.6439 | 1001.82
10/05/2020 22:00 | 0 | 0 | 0 | 26.182 | 109.585 | 4.5447 | 1001.89
10/05/2020 23:00 | 0 | 0 | 0 | 25.763 | 106.415 | 4.1093 | 1002.07
11/05/2020 00:00 | 0 | 0 | 0 | 25.627 | 111.53 | 3.7795 | 1002.33
11/05/2020 01:00 | 0 | 0 | 0 | 25.292 | 113.35 | 3.8865 | 1002.52
11/05/2020 02:00 | 0 | 0 | 0 | 25.387 | 98.58 | 4.0723 | 1002.53
11/05/2020 03:00 | 0 | 0 | 0 | 24.419 | 64.368 | 4.0267 | 1002.53
11/05/2020 04:00 | 0 | 0 | 0 | 24.563 | 105.18 | 4.4361 | 1002.6
11/05/2020 05:00 | 0.3086 | 0 | 0.3086 | 24.848 | 112.14 | 4.0147 | 1002.64
11/05/2020 06:00 | 19.009 | 0.78111 | 18.8715 | 25.109 | 102.492 | 4.1172 | 1002.58
11/05/2020 07:00 | 94.954 | 4.1324 | 93.3458 | 25.743 | 118.61 | 4.0524 | 1002.52
11/05/2020 08:00 | 425.47 | 372.3288 | 200.4858 | 26.207 | 128.22 | 4.5705 | 1002.59
11/05/2020 09:00 | 569.8 | 310.963 | 329.5118 | 26.7 | 133.44 | 4.6758 | 1002.57
11/05/2020 10:00 | 779.97 | 524.057 | 307.863 | 27.347 | 130.975 | 4.7686 | 1002.48
11/05/2020 11:00 | 969.22 | 726.1227 | 258.5268 | 28.155 | 133.775 | 4.828 | 1002.38
11/05/2020 12:00 | 1026 | 769.9835 | 256.6958 | 28.69 | 129.41 | 4.4177 | 1002.36
11/05/2020 13:00 | 1042.98 | 839.854 | 236.5127 | 28.539 | 126.815 | 4.2092 | 1002.58
11/05/2020 14:00 | 927.28 | 869.1111 | 174.6102 | 28.878 | 119.64 | 4.2265 | 1002.95
11/05/2020 15:00 | 626.21 | 518.4165 | 253.2616 | 28.579 | 135.5 | 3.5036 | 1003.16
11/05/2020 16:00 | 483.57 | 555.4887 | 183.2358 | 28.082 | 129.85 | 4.277 | 1003.45
11/05/2020 17:00 | 130.92 | 17.2123 | 125.312 | 25.754 | 125.24 | 4.3487 | 1003.78
11/05/2020 18:00 | 84.463 | 374.7772 | 38.646 | 25.912 | 113.49 | 4.5825 | 1004.03
11/05/2020 19:00 | 0 | 0 | 0 | 26.005 | 115.905 | 4.2155 | 1004.19
11/05/2020 20:00 | 0 | 0 | 0 | 25.713 | 111.26 | 4.1631 | 1004.36
11/05/2020 21:00 | 0 | 0 | 0 | 25.459 | 117.97 | 4.4812 | 1004.42
11/05/2020 22:00 | 0 | 0 | 0 | 25.41 | 114.3 | 4.1614 | 1004.74
11/05/2020 23:00 | 0 | 0 | 0 | 25.412 | 62.998 | 4.3403 | 1005.08
12/05/2020 00:00 | 0 | 0 | 0 | 24.532 | 46.572 | 4.1815 | 1005.41
12/05/2020 01:00 | 0 | 0 | 0 | 24.842 | 151.1572 | 4.6374 | 1005.83
12/05/2020 02:00 | 0 | 0 | 0 | 24.683 | 40.928 | 5.0542 | 1006.22
12/05/2020 03:00 | 0 | 0 | 0 | 24.907 | 207.971 | 4.3365 | 1006.3
12/05/2020 04:00 | 0 | 0 | 0 | 24.781 | 32.752 | 4.6604 | 1006.26
12/05/2020 05:00 | 0.9658 | 0 | 0.9658 | 24.947 | 97.374 | 4.7013 | 1006.2
12/05/2020 06:00 | 93.65 | 87.637 | 79.1103 | 25.745 | 131.76 | 4.3143 | 1006.27
12/05/2020 07:00 | 335.09 | 520.4158 | 132.4627 | 27.732 | 121.73 | 4.4128 | 1006.4
12/05/2020 08:00 | 646.55 | 842.9071 | 142.7125 | 29.847 | 146.31 | 3.7715 | 1006.18
12/05/2020 09:00 | 933.41 | 990.7183 | 169.5148 | 30.452 | 137.18 | 4.5628 | 1005.77
12/05/2020 10:00 | 949.12 | 781.8473 | 243.9012 | 30.925 | 185.61 | 4.4544 | 1005.34
12/05/2020 11:00 | 233.42 | 3.6476 | 229.8487 | 28.722 | 112.045 | 4.1461 | 1005.01
12/05/2020 12:00 | 886.61 | 536.8084 | 350.2587 | 28.866 | 131.715 | 3.81 | 1004.74
12/05/2020 13:00 | 573.33 | 131.1656 | 447.3677 | 29.1 | 143.545 | 4.0852 | 1004.4
12/05/2020 14:00 | 330.6 | 16.4069 | 316.3423 | 27.941 | 111.37 | 4.7891 | 1004.1
12/05/2020 15:00 | 59.805 | 0.44223 | 59.485 | 26.258 | 51.777 | 4.8328 | 1003.97
12/05/2020 16:00 | 14.975 | 0.049498 | 14.9484 | 25.658 | 262.26 | 5.0585 | 1003.83
12/05/2020 17:00 | 7.6317 | 0.035058 | 7.6203 | 25.471 | 78.89 | 4.681 | 1003.55
12/05/2020 18:00 | 7.4577 | 0.37219 | 7.4214 | 25.558 | 317.16 | 4.7013 | 1003.17
12/05/2020 19:00 | 0.377 | 0 | 0.377 | 24.888 | 193.31 | 4.67 | 1002.75
12/05/2020 20:00 | 0 | 0 | 0 | 24.85 | 58.12 | 5.3067 | 1002.33
12/05/2020 21:00 | 0 | 0 | 0 | 25.135 | 325.5 | 5.8423 | 1001.78
12/05/2020 22:00 | 0 | 0 | 0 | 25.156 | 103.564 | 5.3355 | 1001.15
12/05/2020 23:00 | 0 | 0 | 0 | 24.965 | 81.866 | 5.5734 | 1000.7
13/05/2020 00:00 | 0 | 0 | 0 | 24.988 | 344.15 | 5.937 | 1000.39
13/05/2020 01:00 | 0 | 0 | 0 | 25.101 | 153.79 | 6.0974 | 1000.13
13/05/2020 02:00 | 0 | 0 | 0 | 24.753 | 57.287 | 5.6698 | 999.938
13/05/2020 03:00 | 0 | 0 | 0 | 24.748 | 340.67 | 5.7785 | 999.808
13/05/2020 04:00 | 0 | 0 | 0 | 24.508 | 74.236 | 5.541 | 999.575
13/05/2020 05:00 | 0.8919 | 0 | 0.8919 | 24.48 | 101.174 | 6.3585 | 999.199
13/05/2020 06:00 | 86.554 | 79.7138 | 73.7367 | 24.773 | 253.91 | 5.7032 | 998.747
13/05/2020 07:00 | 383.29 | 678.1697 | 117.1871 | 26.651 | 286.83 | 6.226 | 998.457
13/05/2020 08:00 | 403.06 | 261.6796 | 247.2085 | 26.979 | 308.64 | 6.1698 | 998.204
13/05/2020 09:00 | 413.62 | 100.5006 | 336.6319 | 27.999 | 191.61 | 5.8426 | 997.9
13/05/2020 10:00 | 527.61 | 126.1722 | 414.4471 | 29.672 | 256.73 | 6.5538 | 997.745
13/05/2020 11:00 | 540.12 | 85.1387 | 456.8247 | 30.034 | 224.21 | 6.8188 | 997.852
13/05/2020 12:00 | 455.48 | 31.497 | 424.0059 | 29.531 | 225.29 | 6.9113 | 998.041
13/05/2020 13:00 | 513.56 | 69.0378 | 447.1966 | 29.788 | 226.38 | 6.6219 | 998.112
13/05/2020 14:00 | 350.23 | 17.5405 | 335.0026 | 29.186 | 223.35 | 7.103 | 998.193
13/05/2020 15:00 | 421.5 | 105.7099 | 345.2608 | 29.134 | 188.08 | 7.3555 | 998.224
13/05/2020 16:00 | 232.92 | 25.7175 | 218.9876 | 29.412 | 210.6 | 6.773 | 998.453
13/05/2020 17:00 | 102 | 6.7874 | 99.7659 | 29.123 | 62.999 | 6.9506 | 998.525
13/05/2020 18:00 | 44.472 | 25.3161 | 41.7836 | 28.905 | 91.064 | 6.8604 | 998.575
13/05/2020 19:00 | 0 | 0 | 0 | 27.673 | 180.77 | 6.4533 | 998.701
13/05/2020 20:00 | 0 | 0 | 0 | 26.897 | 35.692 | 6.6585 | 998.701
13/05/2020 21:00 | 0 | 0 | 0 | 25.564 | 19.661 | 6.118 | 998.552
13/05/2020 22:00 | 0 | 0 | 0 | 24.969 | 40.1679 | 5.7269 | 998.403
13/05/2020 23:00 | 0 | 0 | 0 | 24.348 | 190.3113 | 5.774 | 998.406
14/05/2020 00:00 | 0 | 0 | 0 | 24.756 | 101.188 | 5.7288 | 998.451
14/05/2020 01:00 | 0 | 0 | 0 | 25.76 | 24.6832 | 5.2606 | 998.389
14/05/2020 02:00 | 0 | 0 | 0 | 25.506 | 101.651 | 5.3611 | 998.343
14/05/2020 03:00 | 0 | 0 | 0 | 25.248 | 48.353 | 5.1066 | 998.595
14/05/2020 04:00 | 0 | 0 | 0 | 25.019 | 135.758 | 5.0076 | 998.721
14/05/2020 05:00 | 0.4205 | 0 | 0.4205 | 24.833 | 52.211 | 5.2687 | 998.757
14/05/2020 06:00 | 129.02 | 367.0623 | 68.8232 | 25.961 | 232.078 | 5.1149 | 998.871
14/05/2020 07:00 | 348.71 | 572.3508 | 126.541 | 28.41 | 233.46 | 5.3036 | 999.066
14/05/2020 08:00 | 556.66 | 661.5015 | 164.8622 | 29.227 | 151.11 | 4.7185 | 999.187
14/05/2020 09:00 | 795.16 | 827.5699 | 159.5515 | 29.633 | 144.74 | 5.2911 | 999.086
14/05/2020 10:00 | 958 | 873.4412 | 172.6696 | 29.956 | 157.98 | 4.862 | 998.957
14/05/2020 11:00 | 722.78 | 333.9874 | 395.5982 | 29.422 | 218.02 | 5.0476 | 998.951
14/05/2020 12:00 | 1116.7 | 933.2474 | 184.0575 | 30.278 | 203.23 | 5.0589 | 998.971
14/05/2020 13:00 | 897.44 | 595.2729 | 323.7472 | 30.966 | 216.19 | 4.8751 | 999.103
14/05/2020 14:00 | 866.59 | 731.4535 | 231.088 | 31.021 | 239.93 | 5.567 | 999.586
14/05/2020 15:00 | 899.1 | 1039.051 | 148.3515 | 30.891 | 214.8 | 5.5815 | 1000.18
14/05/2020 16:00 | 255.39 | 38.6255 | 234.6357 | 29.212 | 252.62 | 5.2539 | 1000.62
14/05/2020 17:00 | 216.65 | 222.6228 | 144.717 | 28.784 | 282.84 | 5.5446 | 1001.02
14/05/2020 18:00 | 76.708 | 267.0987 | 45.6424 | 28.486 | 258.11 | 5.5111 | 1001.54
14/05/2020 19:00 | 0 | 0 | 0 | 27.471 | 193.794 | 4.7993 | 1002.09
14/05/2020 20:00 | 0 | 0 | 0 | 26.494 | 43.482 | 4.7692 | 1002.56
14/05/2020 21:00 | 0 | 0 | 0 | 25.554 | 25.682 | 5.0725 | 1003.01
14/05/2020 22:00 | 0 | 0 | 0 | 24.788 | 33.136 | 4.5179 | 1003.48
14/05/2020 23:00 | 0 | 0 | 0 | 25.172 | 254.5 | 4.6715 | 1004.05
15/05/2020 00:00 | 0 | 0 | 0 | 25.577 | 181.754 | 4.1011 | 1004.7
15/05/2020 01:00 | 0 | 0 | 0 | 24.905 | 57.556 | 4.6521 | 1005.37
15/05/2020 02:00 | 0 | 0 | 0 | 25.264 | 136.5307 | 4.9113 | 1006.03
15/05/2020 03:00 | 0 | 0 | 0 | 24.915 | 36.6715 | 4.7151 | 1006.72
15/05/2020 04:00 | 0 | 0 | 0 | 24.632 | 24.245 | 4.7446 | 1007.56
15/05/2020 05:00 | 0 | 0 | 0 | 23.453 | 25.388 | 4.5937 | 1008.41
15/05/2020 06:00 | 70.334 | 24.3316 | 66.2723 | 23.903 | 22.1437 | 3.7144 | 1009.17
15/05/2020 07:00 | 348.27 | 579.4776 | 124.465 | 27.657 | 175.78 | 3.9936 | 1009.83
15/05/2020 08:00 | 587.78 | 754.1966 | 141.2904 | 29.181 | 145.543 | 3.7813 | 1010.42
15/05/2020 09:00 | 792.15 | 824.1836 | 160.1968 | 29.313 | 135.615 | 4.2214 | 1010.72
15/05/2020 10:00 | 947.2 | 857.5072 | 176.8697 | 29.121 | 123.94 | 4.1525 | 1010.98
15/05/2020 11:00 | 1048.3 | 882.7997 | 185.1956 | 29.351 | 131.795 | 3.8338 | 1011.28
15/05/2020 12:00 | 1083.2 | 897.8748 | 185.8749 | 29.686 | 132.54 | 3.5187 | 1011.64
15/05/2020 13:00 | 1037.6 | 891.1433 | 180.3441 | 29.219 | 127.33 | 3.2394 | 1012.14
15/05/2020 14:00 | 922.2 | 869.3454 | 167.6699 | 28.947 | 124.965 | 4.1859 | 1012.72
15/05/2020 15:00 | 796.37 | 910.2031 | 137.9927 | 29.407 | 125.5 | 3.5912 | 1013.29
15/05/2020 16:00 | 279.18 | 73.542 | 239.7165 | 28.614 | 123.985 | 4.0348 | 1013.99
15/05/2020 17:00 | 301.3 | 616.6679 | 99.5129 | 28.176 | 123.45 | 3.5718 | 1014.59
15/05/2020 18:00 | 65.454 | 143.8914 | 48.6898 | 27.715 | 120.81 | 4.3866 | 1015.04
15/05/2020 19:00 | 0 | 0 | 0 | 26.871 | 116.16 | 3.9593 | 1015.44
15/05/2020 20:00 | 0 | 0 | 0 | 26.472 | 101.96 | 4.25 | 1015.58
15/05/2020 21:00 | 0 | 0 | 0 | 25.933 | 113.81 | 4.5505 | 1015.66
15/05/2020 22:00 | 0 | 0 | 0 | 25.303 | 215.58 | 3.8294 | 1015.8
15/05/2020 23:00 | 0 | 0 | 0 | 25.155 | 233.14 | 4.5093 | 1015.89
16/05/2020 00:00 | 0 | 0 | 0 | 25.514 | 138.721 | 4.1205 | 1015.88
16/05/2020 01:00 | 0 | 0 | 0 | 25.962 | 206.19 | 4.523 | 1015.81
16/05/2020 02:00 | 0 | 0 | 0 | 25.439 | 63.04 | 3.8347 | 1015.73
16/05/2020 03:00 | 0 | 0 | 0 | 24.775 | 84.897 | 4.6803 | 1015.57
16/05/2020 04:00 | 0 | 0 | 0 | 24.491 | 68.038 | 4.6039 | 1015.28
16/05/2020 05:00 | 0.0207 | 0 | 0.0207 | 23.892 | 32.165 | 4.7652 | 1014.83
16/05/2020 06:00 | 87.688 | 130.8565 | 66.0988 | 24.152 | 21.7512 | 5.1545 | 1014.23
16/05/2020 07:00 | 333.56 | 545.6444 | 125.1572 | 27.861 | 301.07 | 5.6101 | 1013.63
16/05/2020 08:00 | 572.29 | 705.8628 | 156.247 | 28.306 | 238.85 | 5.8388 | 1013.44
16/05/2020 09:00 | 371.78 | 103.1328 | 293.2127 | 28.497 | 134.015 | 5.066 | 1013
16/05/2020 10:00 | 700.98 | 515.7281 | 239.8276 | 29.49 | 144.83 | 5.1302 | 1012.36
16/05/2020 11:00 | 1092.1 | 931.5129 | 181.6668 | 30.663 | 120.79 | 6.1824 | 1011.34
16/05/2020 12:00 | 1096.6 | 913.4849 | 183.6538 | 30.797 | 139.265 | 5.9898 | 1009.72
16/05/2020 13:00 | 1026.5 | 875.2416 | 184.2601 | 30.968 | 157.06 | 5.8549 | 1009.1
16/05/2020 14:00 | 902.8 | 834.7409 | 177.889 | 31.008 | 134.1 | 5.9944 | 1008.49
16/05/2020 15:00 | 735.61 | 794.8373 | 159.9161 | 31.279 | 133.14 | 6.3359 | 1008
16/05/2020 16:00 | 538.63 | 763.6572 | 126.5373 | 31.024 | 159.74 | 6.698 | 1007.18
16/05/2020 17:00 | 322.37 | 738.9986 | 80.4933 | 30.294 | 124.27 | 7.1564 | 1006.49
16/05/2020 18:00 | 66.018 | 147.9158 | 49.3964 | 28.528 | 119.905 | 6.815 | 1006.17
16/05/2020 19:00 | 0 | 0 | 0 | 27.909 | 124.757 | 6.5964 | 1005.18
16/05/2020 20:00 | 0 | 0 | 0 | 27.532 | 201.83 | 6.9181 | 1004.24
16/05/2020 21:00 | 0 | 0 | 0 | 26.922 | 216.771 | 6.6843 | 1003.22
16/05/2020 22:00 | 0 | 0 | 0 | 26.991 | 127.422 | 6.6472 | 1002.49
16/05/2020 23:00 | 0 | 0 | 0 | 26.411 | 98.883 | 6.6225 | 1001.69
17/05/2020 00:00 | 0 | 0 | 0 | 26.413 | 193.444 | 6.6304 | 1001.13
17/05/2020 01:00 | 0 | 0 | 0 | 25.569 | 149.09 | 5.874 | 1000.97
17/05/2020 02:00 | 0 | 0 | 0 | 24.754 | 83.915 | 6.3551 | 1000.71
17/05/2020 03:00 | 0 | 0 | 0 | 24.204 | 202.893 | 6.0179 | 999.985
17/05/2020 04:00 | 0 | 0 | 0 | 23.663 | 107.2 | 5.6756 | 999.296
17/05/2020 05:00 | 0.0378 | 0 | 0.0378 | 23.88 | 84.067 | 5.8614 | 998.454
17/05/2020 06:00 | 50.865 | 11.6828 | 48.9037 | 25.44 | 42.081 | 6.5954 | 997.586
17/05/2020 07:00 | 343.67 | 575.2671 | 123.891 | 28.938 | 114.203 | 6.7346 | 997.003
17/05/2020 08:00 | 577.63 | 732.8417 | 146.172 | 29.343 | 135.71 | 6.6571 | 996.742
17/05/2020 09:00 | 780.87 | 805.2474 | 165.3663 | 29.282 | 149.19 | 5.6308 | 996.653
17/05/2020 10:00 | 931.3 | 833.0797 | 184.193 | 30.136 | 213.83 | 5.6372 | 996.796
17/05/2020 11:00 | 1050.9 | 887.5384 | 183.7847 | 30.148 | 164.13 | 6.0276 | 997.289
17/05/2020 12:00 | 1083.4 | 898.1782 | 185.746 | 30.936 | 215.87 | 6.7734 | 998.109
17/05/2020 13:00 | 1035.7 | 887.97 | 180.9887 | 31.374 | 227.9 | 7.2877 | 999.182
17/05/2020 14:00 | 897.4 | 823.9017 | 181.5136 | 31.485 | 205.11 | 7.2072 | 1000.44
17/05/2020 15:00 | 743.43 | 812.0205 | 154.8138 | 31.784 | 138.74 | 6.8526 | 1001.45
17/05/2020 16:00 | 529.1 | 729.5477 | 134.964 | 31.185 | 139.43 | 7.2238 | 1002.32
17/05/2020 17:00 | 296.8 | 586.5646 | 104.5377 | 30.056 | 128.07 | 7.7281 | 1003.2
17/05/2020 18:00 | 54.086 | 61.1514 | 47.0419 | 29.116 | 128.94 | 7.95 | 1004.14
17/05/2020 19:00 | 0 | 0 | 0 | 28.272 | 280.33 | 7.6748 | 1005.04
17/05/2020 20:00 | 0 | 0 | 0 | 27.596 | 245.69 | 7.5846 | 1005.85
17/05/2020 21:00 | 0 | 0 | 0 | 27.547 | 229.13 | 7.8405 | 1006.62
17/05/2020 22:00 | 0 | 0 | 0 | 26.894 | 243.462 | 8.6488 | 1007.25
17/05/2020 23:00 | 0 | 0 | 0 | 25.797 | 128.178 | 8.0339 | 1007.9
18/05/2020 00:00 | 0 | 0 | 0 | 25.239 | 82.094 | 7.5436 | 1008.52
18/05/2020 01:00 | 0 | 0 | 0 | 24.165 | 65.748 | 7.7154 | 1009.12
18/05/2020 02:00 | 0 | 0 | 0 | 23.277 | 271.09 | 7.4073 | 1009.7
18/05/2020 03:00 | 0 | 0 | 0 | 23.673 | 52.222 | 7.5382 | 1010.25
18/05/2020 04:00 | 0 | 0 | 0 | 23.928 | 35.46 | 6.6668 | 1010.69
18/05/2020 05:00 | 0 | 0 | 0 | 22.5 | 90.489 | 6.6285 | 1011.04
18/05/2020 06:00 | 119.53 | 327.9634 | 68.1015 | 24.053 | 226.843 | 7.0184 | 1011.36
18/05/2020 07:00 | 352.75 | 631.8383 | 112.6767 | 28.069 | 197.76 | 6.4177 | 1011.68
18/05/2020 08:00 | 585.54 | 762.5748 | 137.7549 | 29.51 | 237.73 | 6.8862 | 1011.79
18/05/2020 09:00 | 796.09 | 840.616 | 154.5571 | 29.61 | 205.74 | 6.7738 | 1011.73
18/05/2020 10:00 | 950.5 | 867.0964 | 173.5237 | 29.725 | 203.79 | 6.6453 | 1011.68
18/05/2020 11:00 | 1114.6 | 952.4071 | 184.4857 | 30.554 | 225.51 | 6.9005 | 1011.65
18/05/2020 12:00 | 1133.23 | 882.4353 | 251.2401 | 30.639 | 232.87 | 6.3623 | 1011.63
18/05/2020 13:00 | 1000.63 | 782.6947 | 246.6496 | 30.695 | 229.25 | 6.2601 | 1011.67
18/05/2020 14:00 | 766.14 | 531.4714 | 303.2685 | 31.17 | 235.86 | 6.1414 | 1011.82
18/05/2020 15:00 | 809.63 | 871.0812 | 178.8692 | 30.599 | 229.72 | 5.9721 | 1012.03
18/05/2020 16:00 | 575.43 | 871.9974 | 104.0808 | 30.205 | 237.71 | 5.3197 | 1012.45
18/05/2020 17:00 | 314.76 | 686.8439 | 88.4165 | 29.68 | 235.13 | 6.1868 | 1012.8
18/05/2020 18:00 | 68.944 | 174.5742 | 48.7914 | 28.485 | 238.5 | 5.9528 | 1013.04
18/05/2020 19:00 | 0 | 0 | 0 | 27.626 | 234.27 | 5.5163 | 1013.16
18/05/2020 20:00 | 0 | 0 | 0 | 27.18 | 265.92 | 5.5132 | 1013.13
18/05/2020 21:00 | 0 | 0 | 0 | 26.254 | 46.495 | 5.5996 | 1012.88
18/05/2020 22:00 | 0 | 0 | 0 | 25.452 | 40.986 | 5.7845 | 1012.6
18/05/2020 23:00 | 0 | 0 | 0 | 25.325 | 40.936 | 5.0638 | 1012.41
19/05/2020 00:00 | 0 | 0 | 0 | 24.902 | 115.907 | 5.4145 | 1012.31
19/05/2020 01:00 | 0 | 0 | 0 | 25.311 | 174.606 | 5.6641 | 1012.29
19/05/2020 02:00 | 0 | 0 | 0 | 24.87 | 51.375 | 5.5606 | 1012.22
19/05/2020 03:00 | 0 | 0 | 0 | 24.904 | 67.839 | 5.6588 | 1011.94
19/05/2020 04:00 | 0 | 0 | 0 | 24.119 | 187.694 | 5.8843 | 1011.5
19/05/2020 05:00 | 0.203 | 0 | 0.203 | 23.404 | 72.1685 | 5.3704 | 1011.02
19/05/2020 06:00 | 114.38 | 294.0835 | 69.0032 | 25.547 | 173.77 | 5.8092 | 1010.54
19/05/2020 07:00 | 328.88 | 518.6345 | 132.9084 | 28.803 | 293.69 | 5.7032 | 1010.04
19/05/2020 08:00 | 556.53 | 675.0225 | 161.3524 | 30.383 | 239.61 | 5.4819 | 1009.53
19/05/2020 09:00 | 768.78 | 783.6165 | 171.6682 | 30.501 | 209.65 | 4.7657 | 1009.08
19/05/2020 10:00 | 886.2 | 748.9481 | 215.5781 | 30.105 | 183.86 | 4.914 | 1008.91
19/05/2020 11:00 | 1010.4 | 827.513 | 202.4954 | 30.467 | 165.01 | 3.9436 | 1008.84
19/05/2020 12:00 | 1046.8 | 847.4474 | 199.8797 | 30.161 | 136.89 | 4.2766 | 1008.82
19/05/2020 13:00 | 989.1 | 814.7467 | 204.4713 | 30.871 | 138.86 | 3.9601 | 1008.84
19/05/2020 14:00 | 881.8 | 792.2812 | 192.7284 | 30.858 | 175.09 | 3.6053 | 1008.95
19/05/2020 15:00 | 714.41 | 736.2423 | 180.1193 | 30.717 | 146.57 | 3.5539 | 1008.93
19/05/2020 16:00 | 641.37 | 908.5668 | 146.9322 | 31.152 | 149.37 | 3.1153 | 1008.74
19/05/2020 17:00 | 311.5 | 637.7347 | 101.6969 | 30.956 | 123.371 | 3.7464 | 1008.56
19/05/2020 18:00 | 93.274 | 528.5102 | 32.6322 | 30.107 | 194.14 | 3.2727 | 1008.44
19/05/2020 19:00 | 0 | 0 | 0 | 28.653 | 118.2 | 3.7561 | 1008.36
19/05/2020 20:00 | 0 | 0 | 0 | 27.561 | 36.614 | 3.6549 | 1008.22
19/05/2020 21:00 | 0 | 0 | 0 | 27.014 | 37.916 | 4.1224 | 1008.07
19/05/2020 22:00 | 0 | 0 | 0 | 26.682 | 65.907 | 3.5407 | 1007.83
19/05/2020 23:00 | 0 | 0 | 0 | 26.648 | 59.641 | 3.9988 | 1007.63
20/05/2020 00:00 | 0 | 0 | 0 | 25.351 | 58.004 | 4.5354 | 1007.47
20/05/2020 01:00 | 0 | 0 | 0 | 25.165 | 50.993 | 3.7717 | 1007.42
20/05/2020 02:00 | 0 | 0 | 0 | 25.145 | 30.198 | 3.7252 | 1007.29
20/05/2020 03:00 | 0 | 0 | 0 | 24.238 | 52.7405 | 4.1685 | 1007.05
20/05/2020 04:00 | 0 | 0 | 0 | 24.474 | 29.718 | 4.516 | 1006.75
20/05/2020 05:00 | 0 | 0 | 0 | 24.334 | 24.797 | 4.8179 | 1006.46
20/05/2020 06:00 | 60.715 | 31.6155 | 55.5546 | 24.976 | 35.95 | 4.7223 | 1006.3
20/05/2020 07:00 | 242.3 | 204.7278 | 165.3397 | 28.673 | 108.045 | 4.5758 | 1006.21
20/05/2020 08:00 | 592.32 | 793.3242 | 129.0509 | 30.023 | 165.63 | 5.388 | 1006.13
20/05/2020 09:00 | 785.82 | 824.4882 | 158.5348 | 30.066 | 147.91 | 5.4996 | 1005.84
20/05/2020 10:00 | 950.4 | 869.449 | 172.5949 | 30.289 | 145.115 | 6.2436 | 1005.58
20/05/2020 11:00 | 1146.2 | 980.6789 | 189.0454 | 31.249 | 145.79 | 5.6761 | 1005.48
20/05/2020 12:00 | 721.56 | 303.7622 | 418.0987 | 30.614 | 133.17 | 5.7466 | 1005.49
20/05/2020 13:00 | 994.8 | 771.3299 | 252.183 | 30.48 | 148.11 | 6.1068 | 1005.62
20/05/2020 14:00 | 527.91 | 127.2744 | 417.1156 | 30.188 | 207.28 | 5.9562 | 1005.93
20/05/2020 15:00 | 411.74 | 114.4889 | 328.0558 | 30.477 | 230.25 | 6.1867 | 1006.24
20/05/2020 16:00 | 104.27 | 2.3646 | 102.9893 | 29.345 | 242.95 | 5.976 | 1006.68
20/05/2020 17:00 | 57.802 | 2.0229 | 57.1434 | 28.645 | 241.09 | 6.0811 | 1006.97
20/05/2020 18:00 | 22.56 | 3.048 | 22.2385 | 28.55 | 208.2 | 6.5319 | 1007.14
20/05/2020 19:00 | 0 | 0 | 0 | 28.125 | 258.01 | 6.7005 | 1007.32
20/05/2020 20:00 | 0 | 0 | 0 | 26.927 | 68.181 | 6.3936 | 1007.42
20/05/2020 21:00 | 0 | 0 | 0 | 27.285 | 263.47 | 6.451 | 1007.6
20/05/2020 22:00 | 0 | 0 | 0 | 27.514 | 39.43 | 5.7266 | 1007.98
20/05/2020 23:00 | 0 | 0 | 0 | 26.153 | 157.03 | 6.0285 | 1008.51
21/05/2020 00:00 | 0 | 0 | 0 | 26.243 | 260.16 | 5.6641 | 1009.05
21/05/2020 01:00 | 0 | 0 | 0 | 26.391 | 145.05 | 5.3687 | 1009.49
21/05/2020 02:00 | 0 | 0 | 0 | 25.968 | 210.744 | 5.1754 | 1009.88
21/05/2020 03:00 | 0 | 0 | 0 | 25.672 | 101.099 | 4.7328 | 1010.25
21/05/2020 04:00 | 0 | 0 | 0 | 25.6 | 96.82 | 4.8415 | 1010.53
21/05/2020 05:00 | 0 | 0 | 0 | 25.819 | 63.631 | 4.8972 | 1010.84
21/05/2020 06:00 | 103.74 | 225.2616 | 69.974 | 25.961 | 77.555 | 4.7786 | 1011.1
21/05/2020 07:00 | 333.74 | 562.0146 | 123.4732 | 30.091 | 136.64 | 4.1943 | 1011.47
21/05/2020 08:00 | 567.7 | 722.1105 | 147.2454 | 30.452 | 235.65 | 3.4542 | 1011.72
21/05/2020 09:00 | 771.79 | 796.3421 | 166.8584 | 30.995 | 229.22 | 4.2375 | 1011.93
21/05/2020 10:00 | 969.3 | 898.8446 | 165.9797 | 31.489 | 238.58 | 3.2071 | 1011.97
21/05/2020 11:00 | 1095.1 | 934.9691 | 183.0703 | 30.966 | 188.24 | 4.1649 | 1011.98
21/05/2020 12:00 | 1033.37 | 739.5035 | 294.2981 | 31.533 | 218.59 | 4.3742 | 1012.02
21/05/2020 13:00 | 1227.4 | 1055.96 | 210.0729 | 31.725 | 230.78 | 4.1456 | 1012.25
21/05/2020 14:00 | 743.94 | 504.5863 | 304.6831 | 31.192 | 234.92 | 4.3969 | 1012.71
21/05/2020 15:00 | 442.07 | 131.6915 | 346.67 | 30.697 | 230.52 | 3.5448 | 1013.02
21/05/2020 16:00 | 282.78 | 62.7583 | 248.7384 | 30.218 | 203.1 | 4.0746 | 1013.38
21/05/2020 17:00 | 220.13 | 250.1368 | 139.894 | 29.005 | 166.8 | 4.1555 | 1013.7
21/05/2020 18:00 | 37.561 | 12.4735 | 36.3338 | 28.579 | 152.68 | 3.9932 | 1014.06
21/05/2020 19:00 | 0 | 0 | 0 | 27.966 | 105.487 | 3.4046 | 1014.31
21/05/2020 20:00 | 0 | 0 | 0 | 27.891 | 81.436 | 3.6033 | 1014.31
21/05/2020 21:00 | 0 | 0 | 0 | 27.348 | 167.325 | 4.2589 | 1014.35
21/05/2020 22:00 | 0 | 0 | 0 | 27.169 | 195.627 | 3.8773 | 1014.53
21/05/2020 23:00 | 0 | 0 | 0 | 26.493 | 125.412 | 3.7387 | 1014.76
22/05/2020 00:00 | 0 | 0 | 0 | 26.388 | 123.641 | 3.5526 | 1015.05
22/05/2020 01:00 | 0 | 0 | 0 | 27.265 | 140.921 | 3.9686 | 1015.33
22/05/2020 02:00 | 0 | 0 | 0 | 27.323 | 74.273 | 4.325 | 1015.71
22/05/2020 03:00 | 0 | 0 | 0 | 26.018 | 50.543 | 3.8485 | 1015.95
22/05/2020 04:00 | 0 | 0 | 0 | 25.452 | 95.185 | 4.2786 | 1016.01
22/05/2020 05:00 | 0 | 0 | 0 | 24.714 | 114.0962 | 4.9149 | 1016.05
22/05/2020 06:00 | 119.16 | 406.8857 | 58.949 | 25.856 | 184.16 | 5.0322 | 1016.18
22/05/2020 07:00 | 300.27 | 493.2321 | 113.1387 | 27.728 | 291.27 | 4.289 | 1016.39
22/05/2020 08:00 | 420.07 | 352.4285 | 213.4529 | 28.807 | 279.43 | 4.7016 | 1016.32
22/05/2020 09:00 | 843.76 | 916.7253 | 148.9244 | 30.541 | 257.81 | 4.6725 | 1016.23
22/05/2020 10:00 | 965.4 | 894.7122 | 166.4064 | 30.975 | 256.85 | 4.9725 | 1016.32
22/05/2020 11:00 | 1038.4 | 869.2801 | 190.631 | 31.095 | 224.57 | 4.7227 | 1016.38
22/05/2020 12:00 | 520.76 | 64.0714 | 456.7467 | 30.422 | 209.6 | 5.0958 | 1016.38
22/05/2020 13:00 | 763.44 | 487.5936 | 294.9672 | 30.302 | 220.41 | 5.3103 | 1016.37
22/05/2020 14:00 | 776.88 | 624.9527 | 231.1103 | 31.167 | 203.46 | 5.7195 | 1016.67
22/05/2020 15:00 | 789.76 | 885.3312 | 147.1259 | 30.657 | 201.71 | 5.2363 | 1017.07
22/05/2020 16:00 | 551.64 | 722.9475 | 158.1748 | 30.042 | 210.37 | 5.1507 | 1017.33
22/05/2020 17:00 | 338.11 | 799.4502 | 76.3517 | 29.584 | 225.01 | 5.4643 | 1017.49
22/05/2020 18:00 | 39.346 | 21.544 | 36.2061 | 28.484 | 226.98 | 4.5136 | 1017.61
22/05/2020 19:00 | 0 | 0 | 0 | 27.831 | 193.36 | 4.4772 | 1017.72
22/05/2020 20:00 | 0 | 0 | 0 | 27.509 | 174.67 | 4.8915 | 1017.58
22/05/2020 21:00 | 0 | 0 | 0 | 27.184 | 164.63 | 5.447 | 1017.33
22/05/2020 22:00 | 0 | 0 | 0 | 26.504 | 49.472 | 4.6777 | 1017.03
22/05/2020 23:00 | 0 | 0 | 0 | 24.909 | 100.763 | 5.3851 | 1016.89
23/05/2020 00:00 | 0 | 0 | 0 | 24.203 | 63.09 | 4.9076 | 1016.94
23/05/2020 01:00 | 0 | 0 | 0 | 24.05 | 113.119 | 5.2505 | 1016.9
23/05/2020 02:00 | 0 | 0 | 0 | 23.539 | 94.65 | 4.5591 | 1016.7
23/05/2020 03:00 | 0 | 0 | 0 | 23.634 | 94.667 | 5.1027 | 1016.32
23/05/2020 04:00 | 0 | 0 | 0 | 24.259 | 103.388 | 4.5217 | 1015.98
23/05/2020 05:00 | 0 | 0 | 0 | 24.299 | 119.073 | 4.4152 | 1015.77
23/05/2020 06:00 | 33.354 | 3.3819 | 32.8588 | 25.097 | 124.633 | 4.4213 | 1015.43
23/05/2020 07:00 | 113.56 | 10.1996 | 109.8747 | 27.149 | 115.423 | 4.0947 | 1015.05
23/05/2020 08:00 | 567.99 | 733.5385 | 143.2181 | 29.778 | 281.12 | 4.3601 | 1014.68
23/05/2020 09:00 | 773.95 | 806.8899 | 162.9072 | 30.776 | 227.08 | 4.4262 | 1014.38
23/05/2020 10:00 | 932.4 | 844.2663 | 179.1079 | 30.572 | 238.41 | 3.7889 | 1014.44
23/05/2020 11:00 | 1034 | 867.8206 | 188.1072 | 30.959 | 225.5 | 3.9396 | 1014.63
23/05/2020 12:00 | 1078.1 | 892.5441 | 186.387 | 31.038 | 208.98 | 4.0725 | 1014.39
23/05/2020 13:00 | 1030.1 | 879.2231 | 182.8835 | 30.483 | 180.11 | 4.324 | 1014.32
23/05/2020 14:00 | 928.5 | 875.3958 | 166.279 | 30.436 | 162.36 | 5.5382 | 1014.12
23/05/2020 15:00 | 766.29 | 858.1626 | 142.6388 | 30.23 | 168.67 | 5.0398 | 1014.14
23/05/2020 16:00 | 537.32 | 754.1792 | 128.8403 | 30.103 | 169.45 | 5.2227 | 1014.05
23/05/2020 17:00 | 303.89 | 629.1294 | 97.5381 | 29.1 | 142.155 | 5.1267 | 1013.98
23/05/2020 18:00 | 58.943 | 135.6238 | 44.2689 | 28.536 | 155.99 | 5.7022 | 1014.16
23/05/2020 19:00 | 0 | 0 | 0 | 27.706 | 125.26 | 4.9336 | 1014.26
23/05/2020 20:00 | 0 | 0 | 0 | 26.853 | 39.427 | 5.5702 | 1014.36
23/05/2020 21:00 | 0 | 0 | 0 | 25.566 | 44.998 | 5.6305 | 1014.35
23/05/2020 22:00 | 0 | 0 | 0 | 24.888 | 100.93 | 5.1221 | 1014.6
23/05/2020 23:00 | 0 | 0 | 0 | 24.553 | 60.834 | 4.8433 | 1014.74
24/05/2020 00:00 | 0 | 0 | 0 | 24.196 | 73.648 | 5.4239 | 1014.76
24/05/2020 01:00 | 0 | 0 | 0 | 24.142 | 82.601 | 5.3051 | 1014.85
24/05/2020 02:00 | 0 | 0 | 0 | 23.693 | 78.9249 | 4.7819 | 1014.7
24/05/2020 03:00 | 0 | 0 | 0 | 24.452 | 109.595 | 5.4655 | 1014.48
24/05/2020 04:00 | 0 | 0 | 0 | 25.279 | 97.06 | 5.2468 | 1014.34
24/05/2020 05:00 | 0 | 0 | 0 | 24.231 | 33.883 | 5.1479 | 1014.28
24/05/2020 06:00 | 34.269 | 3.7407 | 33.7411 | 25.217 | 144.081 | 5.8197 | 1014.3
24/05/2020 07:00 | 136.48 | 12.3534 | 131.8915 | 26.914 | 208.72 | 5.1912 | 1014.19
24/05/2020 08:00 | 328.45 | 102.2234 | 269.7591 | 28.007 | 198.68 | 5.3037 | 1014.12
24/05/2020 09:00 | 810 | 882.3689 | 142.8827 | 28.882 | 150.26 | 6.3977 | 1014.22
24/05/2020 10:00 | 931.5 | 844.246 | 178.8588 | 29.657 | 156.06 | 6.4563 | 1014.28
24/05/2020 11:00 | 1049 | 889.4528 | 182.3789 | 29.932 | 177.42 | 6.3756 | 1014.35
24/05/2020 12:00 | 1128.6 | 936.4763 | 193.1256 | 30.131 | 173.52 | 6.4891 | 1014.46
24/05/2020 13:00 | 1086.5 | 906.2448 | 213.4187 | 30.664 | 184.17 | 6.3136 | 1014.6
24/05/2020 14:00 | 623.62 | 280.4902 | 378.8099 | 30.188 | 175.86 | 6.8341 | 1014.87
24/05/2020 15:00 | 179.34 | 4.1178 | 176.3335 | 29.512 | 204.71 | 7.1611 | 1014.95
24/05/2020 16:00 | 294.24 | 108.206 | 236.2319 | 28.794 | 210.37 | 7.0791 | 1014.94
24/05/2020 17:00 | 152.27 | 36.427 | 140.3378 | 28.712 | 181.33 | 6.7226 | 1014.94
24/05/2020 18:00 | 43.884 | 60.1122 | 33.7845 | 27.385 | 90.4235 | 7.4285 | 1014.92
24/05/2020 19:00 | 0 | 0 | 0 | 27.455 | 112.67 | 7.3123 | 1015.1
24/05/2020 20:00 | 0 | 0 | 0 | 26.077 | 51.232 | 6.7931 | 1015.13
24/05/2020 21:00 | 0 | 0 | 0 | 25.735 | 60.582 | 7.0677 | 1015.25
24/05/2020 22:00 | 0 | 0 | 0 | 25.572 | 55.443 | 7.0887 | 1015.24
24/05/2020 23:00 | 0 | 0 | 0 | 25.303 | 115.48 | 7.545 | 1015.14
25/05/2020 00:00 | 0 | 0 | 0 | 24.922 | 97.689 | 7.5036 | 1015.03
25/05/2020 01:00 | 0 | 0 | 0 | 24.939 | 55.863 | 7.0468 | 1014.89
25/05/2020 02:00 | 0 | 0 | 0 | 24.254 | 180.55 | 7.6452 | 1014.88
25/05/2020 03:00 | 0 | 0 | 0 | 23.951 | 329.15 | 7.2999 | 1014.97
25/05/2020 04:00 | 0 | 0 | 0 | 23.767 | 52.514 | 6.9417 | 1015.23
25/05/2020 05:00 | 0 | 0 | 0 | 23.475 | 57.878 | 7.3338 | 1015.36
25/05/2020 06:00 | 39.345 | 6.2564 | 38.4937 | 23.939 | 76.574 | 7.322 | 1015.42
25/05/2020 07:00 | 330.43 | 583.3595 | 116.8921 | 27.389 | 244.01 | 7.2094 | 1015.53
25/05/2020 08:00 | 444.76 | 439.7006 | 193.677 | 29.22 | 208.03 | 6.6796 | 1015.78
25/05/2020 09:00 | 784.79 | 835.8642 | 153.6855 | 29.564 | 207.4 | 7.3194 | 1016.08
25/05/2020 10:00 | 959.9 | 890.7472 | 166.4502 | 30.2 | 217.44 | 7.4196 | 1016.21
25/05/2020 11:00 | 1114.3 | 954.9823 | 184.2364 | 30.334 | 218.84 | 7.2408 | 1016.26
25/05/2020 12:00 | 1072.1 | 861.104 | 212.0187 | 30.359 | 225.41 | 7.4166 | 1016.34
25/05/2020 13:00 | 564.82 | 295.7254 | 280.296 | 30.095 | 134.61 | 7.0464 | 1016.6
25/05/2020 14:00 | 967.06 | 846.1966 | 231.038 | 30.064 | 176.87 | 7.2841 | 1017.17
25/05/2020 15:00 | 206.83 | 5.2074 | 203.049 | 27.911 | 117.7 | 6.5301 | 1017.76
25/05/2020 16:00 | 268.39 | 49.4819 | 241.4606 | 27.939 | 254.44 | 6.6888 | 1018.4
25/05/2020 17:00 | 226.63 | 319.4876 | 123.607 | 27.847 | 143.8 | 6.6868 | 1018.95
25/05/2020 18:00 | 28.536 | 5.1443 | 28.0179 | 27.255 | 47.348 | 6.777 | 1019.47
25/05/2020 19:00 | 0 | 0 | 0 | 26.476 | 47.273 | 6.1081 | 1020.11
25/05/2020 20:00 | 0 | 0 | 0 | 25.507 | 54.713 | 6.0553 | 1020.28
25/05/2020 21:00 | 0 | 0 | 0 | 24.854 | 42.67 | 6.5581 | 1020.51
25/05/2020 22:00 | 0 | 0 | 0 | 24.508 | 60.95 | 5.9239 | 1020.84
25/05/2020 23:00 | 0 | 0 | 0 | 23.765 | 85.7575 | 6.3693 | 1021.15
26/05/2020 00:00 | 0 | 0 | 0 | 23.468 | 225.273 | 6.2065 | 1021.44
26/05/2020 01:00 | 0 | 0 | 0 | 24.256 | 104.334 | 6.0355 | 1021.83
26/05/2020 02:00 | 0 | 0 | 0 | 24.308 | 104.4315 | 5.6707 | 1022.44
26/05/2020 03:00 | 0 | 0 | 0 | 23.883 | 147.041 | 6.1851 | 1023.01
26/05/2020 04:00 | 0 | 0 | 0 | 23.475 | 59.502 | 5.5049 | 1023.57
26/05/2020 05:00 | 0 | 0 | 0 | 22.766 | 64.477 | 6.1069 | 1024.01
26/05/2020 06:00 | 100.28 | 272.749 | 62.4929 | 23.03 | 86.935 | 5.939 | 1024.4
26/05/2020 07:00 | 331.5 | 599.3447 | 113.4449 | 28 | 91.337 | 5.0687 | 1024.81
26/05/2020 08:00 | 566.66 | 744.7378 | 138.8551 | 29.086 | 134.46 | 4.974 | 1025.16
26/05/2020 09:00 | 778.95 | 826.3152 | 156.0407 | 29.228 | 144.46 | 5.3101 | 1025.47
26/05/2020 10:00 | 929.6 | 844.0182 | 178.4311 | 29.971 | 133.47 | 5.1043 | 1025.76
26/05/2020 11:00 | 1043.8 | 884.0133 | 183.2454 | 29.712 | 142.5 | 4.7997 | 1025.99
26/05/2020 12:00 | 1083.3 | 899.9335 | 184.6266 | 29.946 | 140.42 | 4.7204 | 1026.19
26/05/2020 13:00 | 665.06 | 235.1052 | 438.3461 | 29.884 | 136.75 | 4.7264 | 1026.27
26/05/2020 14:00 | 727.33 | 462.4096 | 325.5841 | 29.484 | 142.79 | 5.4936 | 1026.65
26/05/2020 15:00 | 764.61 | 836.0267 | 157.5526 | 29.868 | 138.69 | 4.7428 | 1026.67
26/05/2020 16:00 | 550.07 | 796.9364 | 118.4778 | 29.333 | 142.01 | 5.0267 | 1026.78
26/05/2020 17:00 | 284.8 | 580.6163 | 97.4723 | 28.714 | 130.65 | 4.3252 | 1026.89
26/05/2020 18:00 | 68.618 | 180.059 | 46.7471 | 27.971 | 128.25 | 4.6357 | 1026.81
26/05/2020 19:00 | 0 | 0 | 0 | 27.115 | 134.15 | 4.4054 | 1026.7
26/05/2020 20:00 | 0 | 0 | 0 | 25.898 | 60.241 | 4.118 | 1026.52
26/05/2020 21:00 | 0 | 0 | 0 | 25.1 | 50.628 | 3.9964 | 1026.6
26/05/2020 22:00 | 0 | 0 | 0 | 24.39 | 44.46 | 3.9763 | 1026.52
26/05/2020 23:00 | 0 | 0 | 0 | 23.778 | 80.06 | 3.2289 | 1025.93
27/05/2020 00:00 | 0 | 0 | 0 | 22.253 | 115.145 | 3.7591 | 1025.82
27/05/2020 01:00 | 0 | 0 | 0 | 22.094 | 66.001 | 4.3713 | 1025.34
27/05/2020 02:00 | 0 | 0 | 0 | 22.051 | 103.193 | 3.9598 | 1024.78
27/05/2020 03:00 | 0 | 0 | 0 | 21.643 | 106.599 | 4.1622 | 1023.91
27/05/2020 04:00 | 0 | 0 | 0 | 20.94 | 104.193 | 4.2702 | 1022.62
27/05/2020 05:00 | 0 | 0 | 0 | 20.759 | 78.755 | 4.301 | 1021.56
27/05/2020 06:00 | 103.18 | 324.8356 | 58.8527 | 22.087 | 81.281 | 4.1641 | 1020.44
27/05/2020 07:00 | 338.74 | 647.9862 | 104.1004 | 27.635 | 121.824 | 4.5185 | 1019.09
27/05/2020 08:00 | 575.89 | 778.9695 | 129.6398 | 29.667 | 148.91 | 4.8579 | 1017.11
27/05/2020 09:00 | 789.24 | 850.4167 | 149.1281 | 29.469 | 155 | 5.4577 | 1015.42
27/05/2020 10:00 | 943.3 | 868.49 | 171.0483 | 29.309 | 155.89 | 6.2093 | 1013.83
27/05/2020 11:00 | 1057.7 | 902.6642 | 179.3931 | 29.508 | 178.17 | 5.7936 | 1012.3
27/05/2020 12:00 | 1090.6 | 905.6876 | 186.3709 | 29.957 | 180.73 | 6.0296 | 1010.63
27/05/2020 13:00 | 1049.8 | 905.4785 | 177.2811 | 30.124 | 147.33 | 7.0751 | 1009.13
27/05/2020 14:00 | 939.9 | 892.971 | 162.1277 | 30.067 | 145.9 | 7.8236 | 1006.47
27/05/2020 15:00 | 782.53 | 889.3485 | 136.008 | 30.091 | 134.65 | 8.6578 | 1003.89
27/05/2020 16:00 | 543.22 | 776.3515 | 123.0819 | 29.651 | 127.62 | 8.7788 | 1001.75
27/05/2020 17:00 | 300.05 | 614.8981 | 99.1488 | 29.265 | 131.11 | 10.785 | 998.969
27/05/2020 18:00 | 69.85 | 199.7402 | 45.8345 | 28.171 | 127.915 | 11.9253 | 995.987
27/05/2020 19:00 | 0 | 0 | 0 | 27.355 | 107.12 | 12.1649 | 993.455
27/05/2020 20:00 | 0 | 0 | 0 | 26.004 | 53.541 | 12.2265 | 991.534
27/05/2020 21:00 | 0 | 0 | 0 | 25.583 | 42.611 | 12.4024 | 990.596
27/05/2020 22:00 | 0 | 0 | 0 | 24.535 | 99.54 | 11.7706 | 989.949
27/05/2020 23:00 | 0 | 0 | 0 | 23.55 | 51.8142 | 12.1456 | 989.431
28/05/2020 00:00 | 0 | 0 | 0 | 23.266 | 106.582 | 10.3893 | 988.744
28/05/2020 01:00 | 0 | 0 | 0 | 23.016 | 139.845 | 10.8078 | 988.386
28/05/2020 02:00 | 0 | 0 | 0 | 24.313 | 118.3285 | 10.0681 | 988.197
28/05/2020 03:00 | 0 | 0 | 0 | 23.797 | 201.51 | 9.5731 | 987.96
28/05/2020 04:00 | 0 | 0 | 0 | 23.648 | 64.432 | 8.9721 | 987.47
28/05/2020 05:00 | 0 | 0 | 0 | 23.301 | 53.792 | 8.8224 | 986.857
28/05/2020 06:00 | 91.934 | 220.2265 | 62.3737 | 23.65 | 82.273 | 8.2791 | 986.252
28/05/2020 07:00 | 322.66 | 570.498 | 117.1369 | 28.474 | 57.152 | 9.8248 | 985.895
28/05/2020 08:00 | 399.62 | 348.3042 | 202.9459 | 29.726 | 220.91 | 9.5044 | 986.008
28/05/2020 09:00 | 771.24 | 814.9846 | 158.6957 | 29.392 | 191.22 | 9.8703 | 986.061
28/05/2020 10:00 | 945.2 | 872.7489 | 169.7829 | 30.274 | 145.61 | 9.2572 | 985.781
28/05/2020 11:00 | 576.45 | 120.9727 | 458.8793 | 29.796 | 142.96 | 10.2083 | 985.171
28/05/2020 12:00 | 1041.83 | 794.9883 | 248.3148 | 30.227 | 144.25 | 10.2972 | 984.752
28/05/2020 13:00 | 1155 | 978.8263 | 212.1204 | 30.576 | 132.125 | 9.8455 | 984.754
28/05/2020 14:00 | 941.3 | 894.8652 | 161.8927 | 31.116 | 136.03 | 10.6589 | 984.982
28/05/2020 15:00 | 810.49 | 927.4158 | 136.264 | 30.908 | 137.11 | 10.3082 | 984.726
28/05/2020 16:00 | 520.83 | 698.4657 | 140.1367 | 30.417 | 129 | 10.0994 | 984.529
28/05/2020 17:00 | 310.53 | 598.0971 | 111.1527 | 29.826 | 122.555 | 10.5177 | 984.359
28/05/2020 18:00 | 51.816 | 57.8145 | 43.9102 | 29.144 | 127.94 | 9.6234 | 984.132
28/05/2020 19:00 | 0 | 0 | 0 | 27.748 | 274.55 | 10.0417 | 983.674
28/05/2020 20:00 | 0 | 0 | 0 | 27.161 | 127.923 | 9.3716 | 983.211
28/05/2020 21:00 | 0 | 0 | 0 | 26.411 | 93.462 | 9.0586 | 982.972
28/05/2020 22:00 | 0 | 0 | 0 | 25.21 | 128.735 | 8.8655 | 982.859
28/05/2020 23:00 | 0 | 0 | 0 | 24.817 | 91.653 | 9.0039 | 982.7
29/05/2020 00:00 | 0 | 0 | 0 | 24.107 | 41.865 | 7.508 | 982.411
29/05/2020 01:00 | 0 | 0 | 0 | 23.805 | 81.729 | 7.4482 | 981.974
29/05/2020 02:00 | 0 | 0 | 0 | 23.512 | 111.694 | 8.6152 | 981.615
29/05/2020 03:00 | 0 | 0 | 0 | 24.051 | 106.699 | 8.4591 | 981.391
29/05/2020 04:00 | 0 | 0 | 0 | 23.935 | 108.954 | 8.4513 | 981.038
29/05/2020 05:00 | 0 | 0 | 0 | 23.124 | 72.036 | 7.8461 | 980.514
29/05/2020 06:00 | 88.789 | 208.4942 | 60.9717 | 23.844 | 134.606 | 6.8705 | 979.65
29/05/2020 07:00 | 322.44 | 578.9748 | 114.9777 | 28 | 71.943 | 7.6941 | 978.591
29/05/2020 08:00 | 558.14 | 732.485 | 140.6971 | 29.768 | 185.794 | 7.444 | 977.763
29/05/2020 09:00 | 776.22 | 828.42 | 154.4777 | 29.836 | 147.34 | 7.0922 | 976.908
29/05/2020 10:00 | 490.08 | 92.5145 | 408.0775 | 29.896 | 191.103 | 8.1734 | 975.585
29/05/2020 11:00 | 762.06 | 434.4838 | 340.0824 | 30.757 | 221.13 | 9.4889 | 974.207
29/05/2020 12:00 | 899.87 | 604.6967 | 296.3592 | 31.255 | 187.12 | 10.1443 | 972.857
29/05/2020 13:00 | 438.8 | 201.562 | 243.9575 | 30.848 | 247.47 | 9.9908 | 971.643
29/05/2020 14:00 | 575.08 | 363.9203 | 256.1582 | 30.354 | 89.9345 | 9.9405 | 970.416
29/05/2020 15:00 | 401.1 | 198.0811 | 256.5922 | 31.136 | 226.4 | 8.9823 | 969.281
29/05/2020 16:00 | 496.14 | 598.6985 | 171.1618 | 31.246 | 228.58 | 8.5723 | 968.429
29/05/2020 17:00 | 66.925 | 3.143 | 65.8782 | 30.717 | 298.2 | 8.5806 | 967.819
29/05/2020 18:00 | 13.71 | 1.2858 | 13.5862 | 29.053 | 111.11 | 8.0415 | 966.938
29/05/2020 19:00 | 0 | 0 | 0 | 26.982 | 131.14 | 7.6538 | 966.237
29/05/2020 20:00 | 0 | 0 | 0 | 26.898 | 200.09 | 7.7248 | 965.871
29/05/2020 21:00 | 0 | 0 | 0 | 26.102 | 140.422 | 7.9285 | 965.955
29/05/2020 22:00 | 0 | 0 | 0 | 24.799 | 82.367 | 8.9552 | 966.458
29/05/2020 23:00 | 0 | 0 | 0 | 23.973 | 57.189 | 10.025 | 967.458
30/05/2020 00:00 | 0 | 0 | 0 | 23.656 | 136.097 | 10.5917 | 968.676
30/05/2020 01:00 | 0 | 0 | 0 | 23.398 | 74.806 | 10.6711 | 969.919
30/05/2020 02:00 | 0 | 0 | 0 | 23.792 | 107.917 | 9.9366 | 971.286
30/05/2020 03:00 | 0 | 0 | 0 | 23.015 | 83.502 | 9.0644 | 972.566
30/05/2020 04:00 | 0 | 0 | 0 | 22.919 | 116.736 | 8.3444 | 973.648
30/05/2020 05:00 | 0 | 0 | 0 | 23.217 | 95.329 | 8.4062 | 974.587
30/05/2020 06:00 | 90.864 | 241.8645 | 59.4918 | 23 | 124.55 | 7.2814 | 975.386
30/05/2020 07:00 | 323.67 | 595.4472 | 111.4369 | 27.95 | 149.05 | 6.8049 | 976.187
30/05/2020 08:00 | 560.14 | 744.0777 | 137.1974 | 30.21 | 129.42 | 6.7872 | 976.889
30/05/2020 09:00 | 775.03 | 828.8315 | 153.9752 | 30.651 | 130.26 | 6.3515 | 977.595
30/05/2020 10:00 | 941.2 | 869.5595 | 170.0027 | 31.585 | 125.82 | 5.7857 | 978.257
30/05/2020 11:00 | 1077.6 | 925.6745 | 178.217 | 31.1 | 126.1 | 5.6286 | 978.965
30/05/2020 12:00 | 687.53 | 283.8608 | 404.3252 | 31.482 | 149.59 | 5.3053 | 979.737
30/05/2020 13:00 | 726.07 | 354.0701 | 383.9095 | 31.279 | 113.06 | 5.6071 | 980.557
30/05/2020 14:00 | 675.96 | 379.4633 | 345.9374 | 29.806 | 108.89 | 5.1299 | 981.62
30/05/2020 15:00 | 314.93 | 24.7802 | 296.9414 | 27.156 | 77.478 | 5.675 | 982.581
30/05/2020 16:00 | 461.07 | 498.7571 | 190.0581 | 28.7 | 104.455 | 5.6492 | 983.693
30/05/2020 17:00 | 93.52 | 5.4381 | 91.766 | 26.287 | 112.91 | 5.5217 | 984.842
30/05/2020 18:00 | 33.604 | 9.1562 | 32.7237 | 26.303 | 99.93 | 4.9731 | 985.894
30/05/2020 19:00 | 0 | 0 | 0 | 26.393 | 121.31 | 4.8383 | 986.783
30/05/2020 20:00 | 0 | 0 | 0 | 24.908 | 69.604 | 5.1296 | 987.488
30/05/2020 21:00 | 0 | 0 | 0 | 25.199 | 131.07 | 4.7988 | 988.158
30/05/2020 22:00 | 0 | 0 | 0 | 23.609 | 233.3181 | 4.9763 | 988.768
30/05/2020 23:00 | 0 | 0 | 0 | 23.327 | 94.605 | 5.0535 | 989.311
31/05/2020 00:00 | 0 | 0 | 0 | 23.206 | 125.98 | 4.2034 | 989.743
31/05/2020 01:00 | 0 | 0 | 0 | 24.078 | 97.979 | 4.7508 | 989.976
31/05/2020 02:00 | 0 | 0 | 0 | 23.99 | 89.735 | 5.1297 | 990.37
31/05/2020 03:00 | 0 | 0 | 0 | 23.266 | 53.7161 | 4.5036 | 990.823
31/05/2020 04:00 | 0 | 0 | 0 | 23.163 | 136.93 | 4.7861 | 991.329
31/05/2020 05:00 | 0 | 0 | 0 | 22.77 | 67.4723 | 4.9117 | 991.832
31/05/2020 06:00 | 86.908 | 216.6034 | 59.2496 | 23.503 | 46.16 | 5.4274 | 992.195
31/05/2020 07:00 | 318.92 | 578.9502 | 113.6564 | 28.804 | 59.947 | 5.0884 | 992.46
31/05/2020 08:00 | 552.31 | 723.5552 | 142.1286 | 29.893 | 122.55 | 5.6624 | 992.478
31/05/2020 09:00 | 767.63 | 815.4242 | 157.521 | 30.4 | 126.59 | 5.5567 | 992.363
31/05/2020 10:00 | 928.8 | 850.6875 | 175.008 | 30.51 | 120.18 | 5.8092 | 992.191
31/05/2020 11:00 | 1035.7 | 877.103 | 183.9762 | 31.042 | 116.19 | 5.958 | 992.143
31/05/2020 12:00 | 1076.9 | 894.4008 | 184.9311 | 31.317 | 123.195 | 6.6033 | 992.129
31/05/2020 13:00 | 1028.6 | 879.2792 | 181.8894 | 31.345 | 115.7 | 6.3972 | 992.021
31/05/2020 14:00 | 872.64 | 730.2859 | 238.1811 | 30.594 | 120.72 | 6.8008 | 991.896
31/05/2020 15:00 | 751.15 | 829.6414 | 148.8577 | 30.679 | 120.24 | 7.0724 | 991.867
31/05/2020 16:00 | 543.18 | 782.9249 | 120.8461 | 30.104 | 118.03 | 6.8133 | 992.003
31/05/2020 17:00 | 342.39 | 858.281 | 64.0132 | 29.592 | 118.24 | 7.163 | 992.258
31/05/2020 18:00 | 72.134 | 224.6752 | 41.3563 | 28.417 | 113.68 | 7.4758 | 992.574
31/05/2020 19:00 | 0 | 0 | 0 | 27.416 | 105.65 | 8.2724 | 992.905
31/05/2020 20:00 | 0 | 0 | 0 | 27.026 | 107.025 | 8.8049 | 993.223
31/05/2020 21:00 | 0 | 0 | 0 | 26.74 | 93.948 | 8.0646 | 993.424
31/05/2020 22:00 | 0 | 0 | 0 | 26.294 | 87.892 | 7.7758 | 993.699
31/05/2020 23:00 | 0 | 0 | 0 | 26.112 | 94.973 | 8.0618 | 994.076
01/06/2020 00:00 | 0 | 0 | 0 | 26.305 | 107.87 | 7.119 | 994.534
01/06/2020 01:00 | 0 | 0 | 0 | 26.157 | 102.205 | 7.3937 | 994.946
01/06/2020 02:00 | 0 | 0 | 0 | 25.88 | 96.871 | 6.6944 | 995.323
01/06/2020 03:00 | 0 | 0 | 0 | 25.798 | 103.525 | 7.4696 | 995.61
01/06/2020 04:00 | 0 | 0 | 0 | 25.792 | 101.175 | 7.6101 | 995.641
01/06/2020 05:00 | 0 | 0 | 0 | 26.412 | 85.7905 | 7.2603 | 995.545
01/06/2020 06:00 | 76.608 | 141.0627 | 58.5172 | 26.306 | 117.31 | 7.3013 | 995.486
01/06/2020 07:00 | 311.01 | 544.8824 | 118.885 | 28.318 | 115.21 | 6.9822 | 995.393
01/06/2020 08:00 | 561.38 | 758.3224 | 132.6517 | 29.584 | 104.27 | 7.2269 | 995.218
01/06/2020 09:00 | 772.51 | 828.8137 | 153.3439 | 30.06 | 112.165 | 7.416 | 994.979
01/06/2020 10:00 | 927.7 | 850.424 | 174.8152 | 30.714 | 119.68 | 7.8191 | 994.777
01/06/2020 11:00 | 1040 | 883.978 | 182.0715 | 30.434 | 119.64 | 8.6652 | 994.615
01/06/2020 12:00 | 1079 | 897.5968 | 184.1618 | 30.724 | 122.83 | 10.589 | 994.651
01/06/2020 13:00 | 1033.5 | 886.5834 | 180.0016 | 30.659 | 121.985 | 10.3426 | 994.969
01/06/2020 14:00 | 918.8 | 862.339 | 168.4531 | 30.408 | 124.83 | 9.0001 | 995.402
01/06/2020 15:00 | 757.83 | 845.246 | 144.5488 | 29.714 | 121.54 | 7.3243 | 995.779
01/06/2020 16:00 | 525.23 | 724.3612 | 134.8115 | 29.72 | 113.16 | 7.1538 | 996.021
01/06/2020 17:00 | 283.04 | 534.5365 | 110.5497 | 29.156 | 110.46 | 7.0017 | 996.051
01/06/2020 18:00 | 58.818 | 112.1194 | 44.8211 | 28.159 | 107.785 | 7.4561 | 995.902
01/06/2020 19:00 | 0 | 0 | 0 | 27.539 | 106.565 | 8.2997 | 995.754
01/06/2020 20:00 | 0 | 0 | 0 | 27.383 | 101.67 | 8.2964 | 995.666
01/06/2020 21:00 | 0 | 0 | 0 | 26.427 | 110.6 | 8.6359 | 995.503
01/06/2020 22:00 | 0 | 0 | 0 | 26.65 | 108.47 | 9.5381 | 995.212
01/06/2020 23:00 | 0 | 0 | 0 | 25.943 | 116.44 | 9.9841 | 994.998
02/06/2020 00:00 | 0 | 0 | 0 | 26.3 | 123.03 | 10.3034 | 994.803
02/06/2020 01:00 | 0 | 0 | 0 | 25.812 | 63.491 | 11.3228 | 994.822
02/06/2020 02:00 | 0 | 0 | 0 | 25.86 | 117.61 | 11.1007 | 995.296
02/06/2020 03:00 | 0 | 0 | 0 | 25.773 | 102.993 | 11.7521 | 996.134
02/06/2020 04:00 | 0 | 0 | 0 | 25.659 | 108.959 | 11.4903 | 997.13
02/06/2020 05:00 | 0 | 0 | 0 | 25.95 | 111.27 | 9.9584 | 998.268
02/06/2020 06:00 | 38.963 | 6.8108 | 38.1246 | 25.63 | 260.6549 | 9.3476 | 999.245
02/06/2020 07:00 | 139.79 | 16.4997 | 134.0223 | 26.581 | 139.62 | 8.1962 | 999.83
02/06/2020 08:00 | 238.18 | 21.7577 | 225.9035 | 28.765 | 106.2 | 6.8688 | 1000.1
02/06/2020 09:00 | 622.24 | 469.8205 | 270.4488 | 30.189 | 131.66 | 7.2715 | 1000.33
02/06/2020 10:00 | 585.3 | 191.9817 | 415.7568 | 31.263 | 120.45 | 8.6945 | 1000.54
02/06/2020 11:00 | 438.24 | 30.5862 | 408.579 | 30.111 | 122.86 | 9.1759 | 1000.68
02/06/2020 12:00 | 393.75 | 16.3582 | 377.4476 | 30.469 | 114.883 | 8.284 | 1000.6
02/06/2020 13:00 | 417.34 | 25.2602 | 393.015 | 29.983 | 119.2 | 7.1255 | 1000.23
02/06/2020 14:00 | 487.89 | 89.4803 | 410.1517 | 30.73 | 124.89 | 6.5468 | 999.527
02/06/2020 15:00 | 901.45 | 1038.4762 | 148.7448 | 31.085 | 117.72 | 7.2231 | 998.678
02/06/2020 16:00 | 349.51 | 171.3251 | 257.2742 | 31.079 | 181.813 | 7.0519 | 997.919
02/06/2020 17:00 | 131.37 | 18.8316 | 125.316 | 29.92 | 135.035 | 7.5603 | 996.961
02/06/2020 18:00 | 35.758 | 14.1777 | 34.4474 | 29.342 | 222.89 | 8.8333 | 995.525
02/06/2020 19:00 | 0 | 0 | 0 | 28.372 | 104.137 | 9.2677 | 993.944
02/06/2020 20:00 | 0 | 0 | 0 | 27.753 | 105.74 | 10.105 | 992.268
02/06/2020 21:00 | 0 | 0 | 0 | 26.692 | 81.981 | 10.7876 | 990.185
02/06/2020 22:00 | 0 | 0 | 0 | 26.032 | 160.676 | 11.745 | 987.765
02/06/2020 23:00 | 0 | 0 | 0 | 25.309 | 65.52 | 12.2008 | 986.311
03/06/2020 00:00 | 0 | 0 | 0 | 25.047 | 159.441 | 11.3354 | 985.782
03/06/2020 01:00 | 0 | 0 | 0 | 24.617 | 167.919 | 11.3415 | 985.679
03/06/2020 02:00 | 0 | 0 | 0 | 24.738 | 133.418 | 10.3172 | 985.725
03/06/2020 03:00 | 0 | 0 | 0 | 24.735 | 29.704 | 9.7872 | 986.232
03/06/2020 04:00 | 0 | 0 | 0 | 24.063 | 102.671 | 8.5739 | 986.989
03/06/2020 05:00 | 0 | 0 | 0 | 23.649 | 81.866 | 10.7187 | 987.916
03/06/2020 06:00 | 79.188 | 183.7646 | 56.9166 | 24.028 | 136.798 | 9.9315 | 988.081
03/06/2020 07:00 | 305.42 | 532.3398 | 119.607 | 28.106 | 116.074 | 10.2511 | 988.627
03/06/2020 08:00 | 551.62 | 736.6108 | 137.3236 | 29.224 | 200.71 | 10.4439 | 989.371
03/06/2020 09:00 | 366.57 | 89.3849 | 299.5338 | 29.105 | 124.815 | 11.031 | 990.289
03/06/2020 10:00 | 930 | 857.6029 | 172.1397 | 30.594 | 124.675 | 11.648 | 991.106
03/06/2020 11:00 | 1038.1 | 883.3721 | 181.7501 | 31.121 | 118.615 | 10.9534 | 991.488
03/06/2020 12:00 | 1082.4 | 902.928 | 182.9751 | 31.078 | 121.75 | 10.7136 | 992.263
03/06/2020 13:00 | 1035.4 | 890.338 | 178.8817 | 30.751 | 130.87 | 11.1122 | 993.502
03/06/2020 14:00 | 919.6 | 865.421 | 167.2444 | 30.265 | 118.785 | 10.2919 | 994.801
03/06/2020 15:00 | 755.11 | 842.1495 | 144.9142 | 30.057 | 118.44 | 9.4654 | 995.933
03/06/2020 16:00 | 527.52 | 738.0553 | 130.8577 | 30.159 | 123.04 | 9.4211 | 997.024
03/06/2020 17:00 | 279.68 | 524.976 | 111.1151 | 30.05 | 110.24 | 9.4446 | 997.995
03/06/2020 18:00 | 57.489 | 98.1417 | 43.5747 | 29.177 | 115.16 | 8.3472 | 998.95
03/06/2020 19:00 | 0 | 0 | 0 | 28.067 | 129.68 | 7.975 | 999.599
03/06/2020 20:00 | 0 | 0 | 0 | 27.707 | 126.73 | 7.4283 | 1000.05
03/06/2020 21:00 | 0 | 0 | 0 | 26.827 | 69.371 | 6.9042 | 1000.63
03/06/2020 22:00 | 0 | 0 | 0 | 26.333 | 93.748 | 6.4399 | 1001.47
03/06/2020 23:00 | 0 | 0 | 0 | 25.235 | 89.919 | 6.5092 | 1002.23
04/06/2020 00:00 | 0 | 0 | 0 | 24.678 | 136.958 | 6.0478 | 1002.88
04/06/2020 01:00 | 0 | 0 | 0 | 24.277 | 51.1215 | 5.9157 | 1003.3
04/06/2020 02:00 | 0 | 0 | 0 | 23.928 | 100.7445 | 4.946 | 1003.69
04/06/2020 03:00 | 0 | 0 | 0 | 23.303 | 89.6225 | 5.6823 | 1003.72
04/06/2020 04:00 | 0 | 0 | 0 | 23.292 | 128.673 | 4.8547 | 1003.52
04/06/2020 05:00 | 0 | 0 | 0 | 22.532 | 125.729 | 5.0663 | 1003.36
04/06/2020 06:00 | 79.325 | 200.3882 | 55.6121 | 23.432 | 71.352 | 4.9589 | 1003.05
04/06/2020 07:00 | 312.36 | 580.6271 | 110.7578 | 27.778 | 72.113 | 5.3261 | 1002.71
04/06/2020 08:00 | 548.71 | 731.9903 | 138.0564 | 29.385 | 126.56 | 5.1641 | 1002.43
04/06/2020 09:00 | 771.35 | 834.4973 | 150.6801 | 29.5 | 122.475 | 5.5603 | 1002.06
04/06/2020 10:00 | 928.1 | 856.0921 | 172.2715 | 29.955 | 126.725 | 5.6277 | 1002.04
04/06/2020 11:00 | 1044.5 | 892.8252 | 179.5134 | 30.148 | 128.36 | 6.5701 | 1002.1
04/06/2020 12:00 | 1086.6 | 908.4061 | 182.1305 | 30.298 | 128.16 | 7.3887 | 1002.38
04/06/2020 13:00 | 1047.1 | 905.7016 | 176.1837 | 30.407 | 131.13 | 7.5856 | 1002.82
04/06/2020 14:00 | 930.5 | 883.5969 | 162.7455 | 29.998 | 122.53 | 6.8585 | 1003.34
04/06/2020 15:00 | 760.49 | 855.0617 | 141.5038 | 30.007 | 123.78 | 5.6146 | 1003.87
04/06/2020 16:00 | 535.41 | 768.0149 | 123.2904 | 29.123 | 120.82 | 5.7767 | 1004.19
04/06/2020 17:00 | 284.5 | 560.7017 | 105.1162 | 29.196 | 117.205 | 4.8885 | 1004.47
04/06/2020 18:00 | 49.716 | 55.7699 | 40.5647 | 28.181 | 111.58 | 4.4571 | 1004.68
04/06/2020 19:00 | 0 | 0 | 0 | 27.091 | 119.34 | 3.6671 | 1004.87
04/06/2020 20:00 | 0 | 0 | 0 | 26.47 | 255.15 | 4.6137 | 1004.82
04/06/2020 21:00 | 0 | 0 | 0 | 26.728 | 126.937 | 4.6918 | 1004.56
04/06/2020 22:00 | 0 | 0 | 0 | 25.991 | 74.752 | 4.5732 | 1004.34
04/06/2020 23:00 | 0 | 0 | 0 | 25.058 | 57.502 | 5.1367 | 1004.13
05/06/2020 00:00 | 0 | 0 | 0 | 24.995 | 56.6285 | 5.3624 | 1003.92
05/06/2020 01:00 | 0 | 0 | 0 | 24.576 | 114.425 | 5.2128 | 1003.58
05/06/2020 02:00 | 0 | 0 | 0 | 24.735 | 37.371 | 5.7561 | 1003.2
05/06/2020 03:00 | 0 | 0 | 0 | 25.156 | 82.937 | 5.7542 | 1002.81
05/06/2020 04:00 | 0 | 0 | 0 | 24.916 | 66.024 | 5.7493 | 1002.37
05/06/2020 05:00 | 0 | 0 | 0 | 24.851 | 272.81 | 5.1796 | 1001.96
05/06/2020 06:00 | 38.098 | 7.8676 | 37.1615 | 25.072 | 96.521 | 5.5446 | 1001.55
05/06/2020 07:00 | 74.477 | 3.0127 | 73.442 | 26.399 | 100.98 | 5.8041 | 1001.08
05/06/2020 08:00 | 509.83 | 622.5254 | 165.815 | 28.401 | 131.35 | 6.4914 | 1000.75
05/06/2020 09:00 | 775.57 | 794.2522 | 185.677 | 30.589 | 133.98 | 6.352 | 1000.41
05/06/2020 10:00 | 948.3 | 885.1103 | 167.7503 | 30.756 | 126.205 | 6.3105 | 1000.04
05/06/2020 11:00 | 1065.4 | 918.0333 | 176.5669 | 31.242 | 123.73 | 7.1919 | 999.657
05/06/2020 12:00 | 1085.1 | 906.9572 | 182.5177 | 31.391 | 137.94 | 7.5276 | 999.368
05/06/2020 13:00 | 1039.7 | 897.4139 | 177.1658 | 31.647 | 131.35 | 7.1337 | 999.23
05/06/2020 14:00 | 942.3 | 901.2721 | 159.6286 | 31.634 | 133.8 | 7.0932 | 999.166
05/06/2020 15:00 | 755.59 | 846.6017 | 143.3005 | 30.515 | 124.16 | 6.7051 | 998.982
05/06/2020 16:00 | 532.8 | 762.5302 | 124.2749 | 30.656 | 141.25 | 6.5553 | 998.687
05/06/2020 17:00 | 286.67 | 580.788 | 101.4701 | 30.207 | 154.48 | 7.1642 | 998.421
05/06/2020 18:00 | 61.044 | 131.7609 | 40.8975 | 29.352 | 264.49 | 6.8122 | 998.17
05/06/2020 19:00 | 0 | 0 | 0 | 28.081 | 270.87 | 6.6511 | 998.107
05/06/2020 20:00 | 0 | 0 | 0 | 27.524 | 271.71 | 6.4666 | 998.294
05/06/2020 21:00 | 0 | 0 | 0 | 26.272 | 39.87 | 5.714 | 998.574
05/06/2020 22:00 | 0 | 0 | 0 | 25.707 | 92.094 | 5.8746 | 998.967
05/06/2020 23:00 | 0 | 0 | 0 | 24.98 | 258.692 | 5.641 | 999.394
06/06/2020 00:00 | 0 | 0 | 0 | 24.659 | 111.221 | 5.5937 | 999.83
06/06/2020 01:00 | 0 | 0 | 0 | 23.875 | 48.521 | 4.8087 | 1000.25
06/06/2020 02:00 | 0 | 0 | 0 | 23.858 | 66.644 | 5.1595 | 1000.6
06/06/2020 03:00 | 0 | 0 | 0 | 23.677 | 52.473 | 5.0448 | 1000.7
06/06/2020 04:00 | 0 | 0 | 0 | 23.726 | 78.088 | 5.1337 | 1000.66
06/06/2020 05:00 | 0 | 0 | 0 | 24.085 | 82.915 | 5.1354 | 1000.73
06/06/2020 06:00 | 74.17 | 176.2123 | 53.9903 | 24.388 | 33.627 | 4.481 | 1000.88
06/06/2020 07:00 | 300.58 | 532.5337 | 117.4916 | 28.351 | 89.374 | 4.7554 | 1000.91
06/06/2020 08:00 | 580.76 | 839.2135 | 112.1687 | 28.528 | 197.36 | 4.6439 | 1000.95
06/06/2020 09:00 | 462.46 | 325.2449 | 219.2377 | 28.387 | 236.15 | 4.4923 | 1001.17
06/06/2020 10:00 | 937.6 | 874.6588 | 166.8498 | 30.04 | 219.07 | 4.8533 | 1001.5
06/06/2020 11:00 | 1011.95 | 802.7973 | 235.7107 | 30.236 | 208.37 | 5.7543 | 1001.8
06/06/2020 12:00 | 1050.1 | 841.0487 | 213.517 | 31.246 | 228.36 | 5.1612 | 1002.08
06/06/2020 13:00 | 879.61 | 596.3562 | 306.714 | 31.535 | 232.73 | 5.8897 | 1002.49
06/06/2020 14:00 | 327.25 | 12.9938 | 315.9737 | 30.091 | 228.76 | 5.384 | 1003.11
06/06/2020 15:00 | 335.69 | 36.486 | 309.4095 | 30.848 | 287.42 | 6.0839 | 1003.71
06/06/2020 16:00 | 209.28 | 15.2241 | 201.1509 | 30.478 | 251.23 | 5.4955 | 1004.27
06/06/2020 17:00 | 273.48 | 505.3422 | 110.658 | 30.293 | 177.7 | 5.8179 | 1004.87
06/06/2020 18:00 | 34.775 | 13.9739 | 32.3053 | 28.993 | 160.16 | 6.0634 | 1005.45
06/06/2020 19:00 | 0 | 0 | 0 | 28.189 | 235.09 | 5.271 | 1006.06
06/06/2020 20:00 | 0 | 0 | 0 | 27.569 | 232.59 | 5.9784 | 1006.54
06/06/2020 21:00 | 0 | 0 | 0 | 27.19 | 305.35 | 5.7878 | 1007.01
06/06/2020 22:00 | 0 | 0 | 0 | 26.167 | 122.576 | 5.776 | 1007.53
06/06/2020 23:00 | 0 | 0 | 0 | 26.15 | 246.05 | 6.4451 | 1008.05
07/06/2020 00:00 | 0 | 0 | 0 | 25.244 | 190.8 | 5.3305 | 1008.51
07/06/2020 01:00 | 0 | 0 | 0 | 25.333 | 83.252 | 5.9076 | 1008.84
07/06/2020 02:00 | 0 | 0 | 0 | 25.276 | 90.069 | 5.5412 | 1009.22
07/06/2020 03:00 | 0 | 0 | 0 | 24.927 | 116.711 | 5.6897 | 1009.7
07/06/2020 04:00 | 0 | 0 | 0 | 23.931 | 49.328 | 4.8136 | 1010.26
07/06/2020 05:00 | 0 | 0 | 0 | 23.683 | 87.8435 | 4.6435 | 1010.7
07/06/2020 06:00 | 68.854 | 142.5642 | 52.4422 | 23.775 | 119.805 | 4.5437 | 1010.99
07/06/2020 07:00 | 299.19 | 533.7482 | 116.6148 | 27.511 | 127.661 | 4.8224 | 1011.24
07/06/2020 08:00 | 459.94 | 542.4782 | 159.3893 | 29.37 | 204.63 | 4.2157 | 1011.44
07/06/2020 09:00 | 759.82 | 817.7133 | 154.3289 | 30.032 | 235.18 | 4.8797 | 1011.68
07/06/2020 10:00 | 932.6 | 868.3418 | 168.107 | 30.881 | 255.21 | 4.733 | 1011.89
07/06/2020 11:00 | 1040.4 | 890.6459 | 179.2266 | 30.741 | 239.34 | 4.8765 | 1011.91
07/06/2020 12:00 | 1088.5 | 912.5817 | 181.3173 | 31.536 | 229.13 | 5.2389 | 1011.79
07/06/2020 13:00 | 1053.1 | 914.1891 | 175.4528 | 31.738 | 222.18 | 5.2706 | 1011.69
07/06/2020 14:00 | 947.55 | 849.8703 | 209.8184 | 31.514 | 229.22 | 5.1903 | 1011.61
07/06/2020 15:00 | 785.22 | 904.3338 | 132.7145 | 31.529 | 233.08 | 4.3437 | 1011.39
07/06/2020 16:00 | 641.76 | 1004.1296 | 105.8904 | 31.372 | 204.97 | 4.8529 | 1011.03
07/06/2020 17:00 | 443.84 | 1160.0274 | 76.1455 | 30.348 | 190.52 | 4.8956 | 1010.73
07/06/2020 18:00 | 51.862 | 74.5244 | 40.0945 | 27.462 | 84.45 | 4.7747 | 1010.48
07/06/2020 19:00 | 0 | 0 | 0 | 26.125 | 278.64 | 4.5172 | 1010.23
07/06/2020 20:00 | 0 | 0 | 0 | 25.787 | 104.017 | 4.4881 | 1009.92
07/06/2020 21:00 | 0 | 0 | 0 | 24.657 | 131.798 | 4.2371 | 1009.78
07/06/2020 22:00 | 0 | 0 | 0 | 24.887 | 132.284 | 4.6524 | 1009.61
07/06/2020 23:00 | 0 | 0 | 0 | 25.161 | 106.127 | 4.5297 | 1009.25
08/06/2020 00:00 | 0 | 0 | 0 | 24.964 | 60.049 | 4.2463 | 1008.83
08/06/2020 01:00 | 0 | 0 | 0 | 24.571 | 50.027 | 4.0801 | 1008.42
08/06/2020 02:00 | 0 | 0 | 0 | 24.926 | 89.142 | 4.2974 | 1007.95
08/06/2020 03:00 | 0 | 0 | 0 | 24.897 | 202.851 | 3.9447 | 1007.44
08/06/2020 04:00 | 0 | 0 | 0 | 25.396 | 94.799 | 4.3877 | 1006.89
08/06/2020 05:00 | 0 | 0 | 0 | 25.225 | 227.27 | 3.8134 | 1006.41
08/06/2020 06:00 | 61.654 | 109.3939 | 49.516 | 25.952 | 246.39 | 4.0763 | 1006.01
08/06/2020 07:00 | 353.55 | 795.5944 | 81.481 | 29.197 | 150.96 | 4.4708 | 1005.68
08/06/2020 08:00 | 363.92 | 182.301 | 262.9148 | 30.295 | 189.32 | 3.6654 | 1005.33
08/06/2020 09:00 | 781.96 | 865.6204 | 142.134 | 32.285 | 228.8 | 3.7487 | 1004.88
08/06/2020 10:00 | 909.1 | 830.1106 | 178.9974 | 32.005 | 257.64 | 4.9145 | 1004.36
08/06/2020 11:00 | 1031.6 | 880.0593 | 181.2727 | 32.527 | 219.12 | 4.7536 | 1003.86
08/06/2020 12:00 | 1138.6 | 936.0352 | 208.6652 | 32.729 | 234.47 | 4.9333 | 1003.44
08/06/2020 13:00 | 591.13 | 156.6667 | 440.5427 | 32.607 | 256.71 | 4.887 | 1003.08
08/06/2020 14:00 | 1047.3 | 1009.2073 | 172.8045 | 32.905 | 261.97 | 4.8011 | 1002.78
08/06/2020 15:00 | 871.16 | 1008.5517 | 143.7328 | 32.198 | 270.25 | 4.9466 | 1002.54
08/06/2020 16:00 | 191.35 | 13.6905 | 184.0677 | 30.494 | 280.3 | 4.3185 | 1002.35
08/06/2020 17:00 | 191.14 | 209.4005 | 123.6453 | 29.934 | 298.215 | 5.0035 | 1002.2
08/06/2020 18:00 | 28.426 | 8.1401 | 26.0184 | 28.052 | 270.31 | 5.0353 | 1002.01
08/06/2020 19:00 | 0 | 0 | 0 | 27.982 | 129.33 | 4.9743 | 1001.69
08/06/2020 20:00 | 0 | 0 | 0 | 26.891 | 51.806 | 4.5139 | 1001.16
08/06/2020 21:00 | 0 | 0 | 0 | 25.308 | 111.719 | 4.6348 | 1000.68
08/06/2020 22:00 | 0 | 0 | 0 | 24.418 | 60.488 | 4.9958 | 1000.22
08/06/2020 23:00 | 0 | 0 | 0 | 23.714 | 47.904 | 4.1303 | 999.894
09/06/2020 00:00 | 0 | 0 | 0 | 23.87 | 38.734 | 4.3175 | 999.641
09/06/2020 01:00 | 0 | 0 | 0 | 23.404 | 178.496 | 4.8763 | 999.303
09/06/2020 02:00 | 0 | 0 | 0 | 23.84 | 50.032 | 4.9684 | 998.988
09/06/2020 03:00 | 0 | 0 | 0 | 22.834 | 164.796 | 4.9878 | 998.708
09/06/2020 04:00 | 0 | 0 | 0 | 21.925 | 97.71 | 5.0911 | 998.584
09/06/2020 05:00 | 0 | 0 | 0 | 21.819 | 178.726 | 4.5891 | 998.451
09/06/2020 06:00 | 75.783 | 243.294 | 49.3507 | 21.694 | 113.98 | 4.6773 | 998.317
09/06/2020 07:00 | 314.02 | 638.1232 | 98.0819 | 26.444 | 54.699 | 4.7142 | 998.219
09/06/2020 08:00 | 554.32 | 775.0063 | 125.0369 | 29.27 | 90.8105 | 5.2622 | 997.901
09/06/2020 09:00 | 772.43 | 850.0384 | 144.9101 | 30.283 | 113.98 | 4.6239 | 997.232
09/06/2020 10:00 | 930.7 | 868.7534 | 167.3589 | 31.334 | 122.87 | 5.2048 | 996.644
09/06/2020 11:00 | 1048.6 | 903.0126 | 176.7345 | 31.477 | 127.74 | 5.0866 | 996.206
09/06/2020 12:00 | 1091.5 | 917.3045 | 180.7669 | 30.971 | 122.61 | 4.864 | 995.884
09/06/2020 13:00 | 1037.1 | 897.915 | 176.1961 | 31.079 | 125.73 | 4.8545 | 995.695
09/06/2020 14:00 | 916.7 | 868.3808 | 164.9775 | 30.629 | 121.495 | 4.9836 | 995.529
09/06/2020 15:00 | 752.58 | 848.8623 | 141.5733 | 30.09 | 125.4 | 5.0775 | 995.383
09/06/2020 16:00 | 531.19 | 773.6011 | 120.2227 | 29.611 | 124.19 | 5.1287 | 995.356
09/06/2020 17:00 | 290.22 | 637.3281 | 90.8207 | 29.06 | 117.81 | 5.098 | 995.402
09/06/2020 18:00 | 53.391 | 54.745 | 38.5149 | 27.856 | 112.7 | 5.5005 | 995.341
09/06/2020 19:00 | 0 | 0 | 0 | 26.838 | 104.28 | 5.2727 | 995.293
09/06/2020 20:00 | 0 | 0 | 0 | 26.218 | 109.75 | 4.8982 | 995.186
09/06/2020 21:00 | 0 | 0 | 0 | 26.239 | 112.34 | 5.3528 | 995.032
09/06/2020 22:00 | 0 | 0 | 0 | 25.222 | 111.88 | 4.6154 | 994.842
09/06/2020 23:00 | 0 | 0 | 0 | 25.778 | 102.81 | 4.575 | 994.84
10/06/2020 00:00 | 0 | 0 | 0 | 25.629 | 92.78 | 4.7944 | 994.956
10/06/2020 01:00 | 0 | 0 | 0 | 24.247 | 53.58 | 4.4425 | 995.021
10/06/2020 02:00 | 0 | 0 | 0 | 24.847 | 95.955 | 4.4605 | 995.101
10/06/2020 03:00 | 0 | 0 | 0 | 23.95 | 52.537 | 5.1071 | 994.922
10/06/2020 04:00 | 0 | 0 | 0 | 22.778 | 55.19 | 4.6926 | 994.848
10/06/2020 05:00 | 0 | 0 | 0 | 22.722 | 143.682 | 3.9864 | 994.78
10/06/2020 06:00 | 78.436 | 307.255 | 45.1343 | 22.918 | 32.966 | 3.9393 | 994.662
10/06/2020 07:00 | 301.46 | 574.6119 | 107.9842 | 27.686 | 56.87 | 3.9893 | 994.581
10/06/2020 08:00 | 542.34 | 740.6142 | 133.1034 | 29.632 | 134.3 | 5.0388 | 994.471
10/06/2020 09:00 | 754.23 | 813.781 | 154.3557 | 30.27 | 130.635 | 5.4415 | 994.495
10/06/2020 10:00 | 919.4 | 851.9392 | 171.581 | 30.637 | 122.98 | 5.3066 | 994.59
10/06/2020 11:00 | 1036.3 | 888.7679 | 178.8428 | 30.617 | 128.06 | 5.1445 | 994.681
10/06/2020 12:00 | 1107 | 931.3651 | 182.9466 | 30.93 | 121.92 | 4.8984 | 994.674
10/06/2020 13:00 | 508.9 | 69.6156 | 442.1674 | 29.796 | 126.07 | 5.2372 | 994.734
10/06/2020 14:00 | 617.28 | 306.277 | 353.1625 | 30.119 | 120.89 | 5.0893 | 995.199
10/06/2020 15:00 | 764.53 | 852.0087 | 151.9376 | 30.65 | 126.46 | 4.9024 | 995.363
10/06/2020 16:00 | 292.36 | 175.0038 | 197.6827 | 29.443 | 119.46 | 5.8743 | 995.431
10/06/2020 17:00 | 278.84 | 576.3865 | 99.631 | 28.838 | 118.79 | 5.6926 | 995.67
10/06/2020 18:00 | 52.343 | 76.0708 | 36.5418 | 28.151 | 118.89 | 5.0248 | 995.539
10/06/2020 19:00 | 0 | 0 | 0 | 26.992 | 100.225 | 5.5312 | 995.273
10/06/2020 20:00 | 0 | 0 | 0 | 26.385 | 100.29 | 6.4457 | 995.322
10/06/2020 21:00 | 0 | 0 | 0 | 26.156 | 71.392 | 6.696 | 995.602
10/06/2020 22:00 | 0 | 0 | 0 | 25.901 | 112.475 | 7.3338 | 995.605
10/06/2020 23:00 | 0 | 0 | 0 | 25.458 | 70.509 | 7.0477 | 995.575
11/06/2020 00:00 | 0 | 0 | 0 | 24.673 | 61.009 | 8.5468 | 995.698
11/06/2020 01:00 | 0 | 0 | 0 | 24.94 | 77.857 | 7.9686 | 995.813
11/06/2020 02:00 | 0 | 0 | 0 | 24.247 | 89.694 | 8.4412 | 995.851
11/06/2020 03:00 | 0 | 0 | 0 | 23.944 | 136.116 | 8.3416 | 995.762
11/06/2020 04:00 | 0 | 0 | 0 | 23.803 | 82.489 | 8.4682 | 995.611
11/06/2020 05:00 | 0 | 0 | 0 | 23.338 | 52.768 | 7.9478 | 995.46
11/06/2020 06:00 | 20.304 | 2.4944 | 20.0478 | 23.665 | 115.022 | 8.7061 | 995.308
11/06/2020 07:00 | 135.6 | 25.2569 | 127.2651 | 26.023 | 109.41 | 8.0194 | 995.39
11/06/2020 08:00 | 232.65 | 28.9192 | 216.5118 | 26.578 | 107.409 | 8.3423 | 995.165
11/06/2020 09:00 | 768.38 | 846.7199 | 145.0828 | 29.733 | 121.91 | 8.3863 | 994.971
11/06/2020 10:00 | 920.6 | 855.7872 | 170.1613 | 30.83 | 117.16 | 8.683 | 995.077
11/06/2020 11:00 | 897.7 | 634.4261 | 286.4761 | 30.56 | 119.675 | 10.0222 | 994.981
11/06/2020 12:00 | 1067.2 | 884.2186 | 190.5599 | 30.544 | 119.78 | 9.2983 | 994.936
11/06/2020 13:00 | 1032 | 874.2286 | 194.8583 | 31.04 | 129.57 | 9.3003 | 994.867
11/06/2020 14:00 | 921.37 | 805.6251 | 224.5595 | 30.906 | 121.24 | 9.3207 | 994.754
11/06/2020 15:00 | 762.44 | 873.6109 | 135.496 | 30.415 | 119.8 | 9.3006 | 994.466
11/06/2020 16:00 | 538.14 | 806.0256 | 112.1901 | 29.497 | 117.53 | 9.0734 | 994.114
11/06/2020 17:00 | 250.5 | 420.8727 | 117.9748 | 29.541 | 121.44 | 9.4867 | 993.861
11/06/2020 18:00 | 25.537 | 7.6563 | 24.9253 | 27.489 | 114.22 | 9.2965 | 993.675
11/06/2020 19:00 | 0 | 0 | 0 | 26.849 | 102.61 | 9.1259 | 993.599
11/06/2020 20:00 | 0 | 0 | 0 | 26.567 | 108.51 | 9.0516 | 993.541
11/06/2020 21:00 | 0 | 0 | 0 | 26.652 | 98.123 | 8.7157 | 993.556
11/06/2020 22:00 | 0 | 0 | 0 | 26.462 | 103.04 | 8.9756 | 993.738
11/06/2020 23:00 | 0 | 0 | 0 | 26.533 | 93.9565 | 8.2123 | 993.898
12/06/2020 00:00 | 0 | 0 | 0 | 26.4 | 105.08 | 8.4712 | 994.076
12/06/2020 01:00 | 0 | 0 | 0 | 26.174 | 123.1 | 8.4246 | 994.277
12/06/2020 02:00 | 0 | 0 | 0 | 25.971 | 100.054 | 7.8146 | 994.463
12/06/2020 03:00 | 0 | 0 | 0 | 25.846 | 102.26 | 7.5438 | 994.634
12/06/2020 04:00 | 0 | 0 | 0 | 25.438 | 103.26 | 7.5702 | 994.707
12/06/2020 05:00 | 0 | 0 | 0 | 25.203 | 92.28 | 7.1367 | 994.681
12/06/2020 06:00 | 22.412 | 3.234 | 22.0725 | 25.442 | 108.725 | 7.286 | 994.637
12/06/2020 07:00 | 283.23 | 486.9198 | 120.8381 | 27.677 | 107.84 | 7.3749 | 994.682
12/06/2020 08:00 | 139.4 | 4.1315 | 137.1275 | 27.178 | 107.42 | 7.7224 | 994.803
12/06/2020 09:00 | 413.14 | 96.4507 | 342.0646 | 28.848 | 106.925 | 7.2806 | 994.98
12/06/2020 10:00 | 920 | 856.6618 | 169.5823 | 29.518 | 120.27 | 8.4585 | 995.114
12/06/2020 11:00 | 1027 | 878.9802 | 180.3662 | 29.836 | 117.99 | 8.044 | 995.322
12/06/2020 12:00 | 708.07 | 348.8683 | 362.4279 | 29.717 | 119.24 | 7.903 | 995.592
12/06/2020 13:00 | 813.49 | 516.9129 | 318.2747 | 30.915 | 115.44 | 8.039 | 995.987
12/06/2020 14:00 | 600.2 | 442.024 | 221.1511 | 30.023 | 118.89 | 7.5609 | 996.379
12/06/2020 15:00 | 841.6 | 980.799 | 138.864 | 29.515 | 113.79 | 7.6156 | 996.624
12/06/2020 16:00 | 521.15 | 754.7827 | 123.3341 | 28.946 | 116.7 | 7.7543 | 996.736
12/06/2020 17:00 | 278.55 | 595.1128 | 95.5719 | 28.695 | 111.46 | 7.7274 | 996.917
12/06/2020 18:00 | 51.068 | 60.3277 | 34.7392 | 27.653 | 111.07 | 7.9218 | 997.145
12/06/2020 19:00 | 0 | 0 | 0 | 26.591 | 110.03 | 8.1065 | 997.459
12/06/2020 20:00 | 0 | 0 | 0 | 26.46 | 106.59 | 7.6989 | 997.786
12/06/2020 21:00 | 0 | 0 | 0 | 26.365 | 108.42 | 7.4145 | 997.883
12/06/2020 22:00 | 0 | 0 | 0 | 25.812 | 107.67 | 7.5307 | 997.879
12/06/2020 23:00 | 0 | 0 | 0 | 25.861 | 105.29 | 7.4025 | 997.899
13/06/2020 00:00 | 0 | 0 | 0 | 24.948 | 94.346 | 7.0949 | 998.031
13/06/2020 01:00 | 0 | 0 | 0 | 25.519 | 109.12 | 7.0878 | 998.199
13/06/2020 02:00 | 0 | 0 | 0 | 25.411 | 112.12 | 6.2929 | 998.318
13/06/2020 03:00 | 0 | 0 | 0 | 24.914 | 98.18 | 5.7716 | 998.466
13/06/2020 04:00 | 0 | 0 | 0 | 25.503 | 109.98 | 5.6922 | 998.608
13/06/2020 05:00 | 0 | 0 | 0 | 25.501 | 102.04 | 5.6827 | 998.656
13/06/2020 06:00 | 22.861 | 3.3642 | 22.5219 | 25.863 | 104.67 | 5.9333 | 998.653
13/06/2020 07:00 | 280.23 | 478.1137 | 121.5169 | 27.362 | 111.35 | 6.4278 | 998.646
13/06/2020 08:00 | 528.65 | 708.8747 | 139.8458 | 28.5 | 114.28 | 5.694 | 998.57
13/06/2020 09:00 | 762.19 | 839.4184 | 146.1664 | 29.125 | 114.53 | 6.9125 | 998.518
13/06/2020 10:00 | 922.2 | 862.1823 | 167.7563 | 29.605 | 116.07 | 6.3687 | 998.347
13/06/2020 11:00 | 1043.2 | 896.1441 | 180.7921 | 29.874 | 119.99 | 6.9052 | 998.148
13/06/2020 12:00 | 1070.2 | 897.8593 | 181.4555 | 30.223 | 118.43 | 6.4903 | 998.027
13/06/2020 13:00 | 929.58 | 704.6532 | 255.56 | 30.476 | 119.54 | 7.1423 | 998.026
13/06/2020 14:00 | 985.6 | 954.74 | 162.5999 | 29.946 | 117.04 | 6.5952 | 998.135
13/06/2020 15:00 | 741.36 | 836.3436 | 143.2237 | 29.38 | 119 | 6.1937 | 998.105
13/06/2020 16:00 | 499.06 | 681.7824 | 140.7724 | 29.433 | 116.935 | 5.9182 | 998.245
13/06/2020 17:00 | 256.39 | 465.3074 | 113.898 | 28.619 | 113.81 | 5.645 | 998.464
13/06/2020 18:00 | 48.897 | 21.9613 | 34.4371 | 27.6 | 103.66 | 5.3845 | 998.646
13/06/2020 19:00 | 0 | 0 | 0 | 26.654 | 104.485 | 5.4179 | 998.751
13/06/2020 20:00 | 0 | 0 | 0 | 26.424 | 106.69 | 4.8969 | 998.762
13/06/2020 21:00 | 0 | 0 | 0 | 25.991 | 95.68 | 4.8482 | 998.687
13/06/2020 22:00 | 0 | 0 | 0 | 25.942 | 103.07 | 5.1178 | 998.53
13/06/2020 23:00 | 0 | 0 | 0 | 25.114 | 96.26 | 5.7304 | 998.34
14/06/2020 00:00 | 0 | 0 | 0 | 24.952 | 101.95 | 5.5245 | 998.186
14/06/2020 01:00 | 0 | 0 | 0 | 24.654 | 100.82 | 5.7983 | 998.128
14/06/2020 02:00 | 0 | 0 | 0 | 24.269 | 109 | 5.4432 | 998.133
14/06/2020 03:00 | 0 | 0 | 0 | 23.9 | 104.95 | 4.8743 | 998.123
14/06/2020 04:00 | 0 | 0 | 0 | 23.25 | 95.2 | 5.0168 | 998.247
14/06/2020 05:00 | 0 | 0 | 0 | 23.919 | 105.84 | 5.0332 | 998.355
14/06/2020 06:00 | 32.039 | 7.6364 | 29.894 | 23.943 | 111.4 | 4.543 | 998.44
14/06/2020 07:00 | 295.71 | 577.5188 | 105.0625 | 25.891 | 111.69 | 4.5244 | 998.546
14/06/2020 08:00 | 536.64 | 740.9911 | 131.1889 | 27.754 | 109.07 | 4.6806 | 998.621
14/06/2020 09:00 | 794.47 | 901.32 | 134.0864 | 28.73 | 119.68 | 4.9382 | 998.888
14/06/2020 10:00 | 926.4 | 870.3654 | 165.6036 | 28.747 | 123.06 | 4.9675 | 999.094
14/06/2020 11:00 | 1022.3 | 875.3624 | 180.6191 | 29.101 | 120.26 | 5.2287 | 999.344
14/06/2020 12:00 | 1067.4 | 895.8021 | 181.4575 | 29.545 | 120.29 | 5.2232 | 999.599
14/06/2020 13:00 | 1028.3 | 893.2534 | 175.5696 | 29.692 | 120.08 | 5.2408 | 999.797
14/06/2020 14:00 | 923.5 | 887.9353 | 159.1861 | 29.674 | 120.27 | 4.8885 | 999.881
14/06/2020 15:00 | 538.52 | 355.1078 | 283.6993 | 29.234 | 129.23 | 4.3474 | 999.698
14/06/2020 16:00 | 246.38 | 38.0169 | 226.4587 | 28.066 | 121.61 | 3.839 | 999.512
14/06/2020 17:00 | 121.58 | 16.9957 | 116.4279 | 27.445 | 112.5 | 3.1204 | 999.405
14/06/2020 18:00 | 79.082 | 77.9109 | 13.5687 | 27.358 | 114.19 | 3.7504 | 999.298
14/06/2020 19:00 | 0 | 0 | 0 | 26.543 | 113.91 | 4.1689 | 999.291
14/06/2020 20:00 | 0 | 0 | 0 | 26.259 | 99.325 | 4.2589 | 999.358
14/06/2020 21:00 | 0 | 0 | 0 | 25.817 | 94.243 | 4.3494 | 999.47
14/06/2020 22:00 | 0 | 0 | 0 | 25.607 | 98.074 | 3.5134 | 999.501
14/06/2020 23:00 | 0 | 0 | 0 | 24.885 | 53.384 | 3.5966 | 999.462
15/06/2020 00:00 | 0 | 0 | 0 | 24.567 | 40.229 | 3.6027 | 999.432
15/06/2020 01:00 | 0 | 0 | 0 | 24.476 | 99.37 | 3.9052 | 999.433
15/06/2020 02:00 | 0 | 0 | 0 | 23.533 | 216.39 | 4.1358 | 999.226
15/06/2020 03:00 | 0 | 0 | 0 | 23.574 | 223.63 | 3.7328 | 998.968
15/06/2020 04:00 | 0 | 0 | 0 | 23.638 | 153.121 | 3.9554 | 998.671
15/06/2020 05:00 | 0 | 0 | 0 | 23.306 | 161.426 | 3.2831 | 998.533
15/06/2020 06:00 | 72.644 | 217.8168 | 41.1308 | 23.24 | 77.206 | 3.4332 | 998.45
15/06/2020 07:00 | 327.68 | 772.4543 | 74.3148 | 27.333 | 145.349 | 3.5287 | 998.186
15/06/2020 08:00 | 540.42 | 755.6272 | 127.5453 | 29.092 | 275.63 | 4.3604 | 997.777
15/06/2020 09:00 | 765.06 | 850.5349 | 142.7257 | 29.416 | 195.16 | 4.3669 | 997.522
15/06/2020 10:00 | 992.5 | 949.1897 | 163.7382 | 29.116 | 154.58 | 3.9272 | 997.273
15/06/2020 11:00 | 750.27 | 394.0647 | 372.2621 | 28.791 | 130.29 | 3.8059 | 997.042
15/06/2020 12:00 | 447.54 | 32.8819 | 415.0483 | 28.913 | 163.52 | 3.8259 | 996.781
15/06/2020 13:00 | 368.32 | 22.7453 | 346.6582 | 28.895 | 141.41 | 4.0737 | 996.562
15/06/2020 14:00 | 230.61 | 4.6398 | 226.6185 | 29.003 | 128.1 | 4.22 | 996.339
15/06/2020 15:00 | 158.3 | 3.1758 | 156.0358 | 28.611 | 139.64 | 3.6049 | 995.903
15/06/2020 16:00 | 134.05 | 4.2394 | 131.8321 | 28.348 | 112.143 | 3.8334 | 995.75
15/06/2020 17:00 | 100.6 | 8.6674 | 98.0137 | 28.265 | 102.922 | 3.7635 | 995.789
15/06/2020 18:00 | 12.5609 | 2.1041 | 12.4116 | 27.922 | 121.584 | 4.5774 | 995.783
15/06/2020 19:00 | 0 | 0 | 0 | 26.762 | 214.24 | 3.906 | 995.805
15/06/2020 20:00 | 0 | 0 | 0 | 25.72 | 130.458 | 3.9581 | 995.739
15/06/2020 21:00 | 0 | 0 | 0 | 24.66 | 117.554 | 4.6126 | 995.716
15/06/2020 22:00 | 0 | 0 | 0 | 24.932 | 88.313 | 4.9136 | 995.59
15/06/2020 23:00 | 0 | 0 | 0 | 25.118 | 111.624 | 4.6403 | 995.447
16/06/2020 00:00 | 0 | 0 | 0 | 24.614 | 53.0451 | 4.4887 | 995.361
16/06/2020 01:00 | 0 | 0 | 0 | 24.458 | 43.936 | 4.3582 | 995.288
16/06/2020 02:00 | 0 | 0 | 0 | 24.051 | 57.8495 | 4.5575 | 995.297
16/06/2020 03:00 | 0 | 0 | 0 | 24.706 | 45.14 | 4.4528 | 995.1
16/06/2020 04:00 | 0 | 0 | 0 | 25.145 | 36.155 | 4.2249 | 994.979
16/06/2020 05:00 | 0 | 0 | 0 | 24.864 | 49.916 | 4.4644 | 994.904
16/06/2020 06:00 | 33.618 | 10.232 | 32.6456 | 24.16 | 93.137 | 4.4555 | 994.75
16/06/2020 07:00 | 115.98 | 9.9112 | 112.7459 | 26.222 | 222.225 | 4.3475 | 994.6
16/06/2020 08:00 | 280.78 | 60.2802 | 247.9436 | 28.482 | 259.025 | 4.0265 | 994.479
16/06/2020 09:00 | 367.46 | 53.6589 | 328.3082 | 30.072 | 257.39 | 4.4244 | 994.378
16/06/2020 10:00 | 288.87 | 8.1703 | 281.7568 | 29.458 | 231.69 | 3.9429 | 994.366
16/06/2020 11:00 | 344.32 | 10.9202 | 333.8304 | 28.927 | 231.15 | 5.0524 | 994.161
16/06/2020 12:00 | 1062.5 | 854.7261 | 218.7338 | 30.556 | 215.55 | 4.6926 | 993.998
16/06/2020 13:00 | 592.16 | 149.1203 | 450.0746 | 29.495 | 178.3 | 4.1924 | 993.838
16/06/2020 14:00 | 848.9 | 725.4244 | 225.6891 | 30.3 | 170.42 | 3.9998 | 993.752
16/06/2020 15:00 | 330.8 | 37.0004 | 304.4727 | 29.113 | 166.81 | 4.3055 | 993.383
16/06/2020 16:00 | 320.34 | 224.2829 | 205.3699 | 29.255 | 216.86 | 4.0797 | 993.116
16/06/2020 17:00 | 97.16 | 7.0784 | 95.0381 | 28.105 | 274.87 | 4.896 | 993.078
16/06/2020 18:00 | 13.268 | 2.5689 | 13.0973 | 27.909 | 289.96 | 4.5443 | 993.007
16/06/2020 19:00 | 0 | 0 | 0 | 27.831 | 259.01 | 5.4994 | 992.785
16/06/2020 20:00 | 0 | 0 | 0 | 26.942 | 187.397 | 5.4395 | 992.397
16/06/2020 21:00 | 0 | 0 | 0 | 26.475 | 278.1 | 4.7837 | 992.339
16/06/2020 22:00 | 0 | 0 | 0 | 26.486 | 112.137 | 4.7738 | 991.977
16/06/2020 23:00 | 0 | 0 | 0 | 26.47 | 51.462 | 4.7591 | 991.559
17/06/2020 00:00 | 0 | 0 | 0 | 25.728 | 82.149 | 5.3281 | 991.194
17/06/2020 01:00 | 0 | 0 | 0 | 25.755 | 158.835 | 4.9597 | 990.965
17/06/2020 02:00 | 0 | 0 | 0 | 26.292 | 247.15 | 5.0854 | 990.868
17/06/2020 03:00 | 0 | 0 | 0 | 26.631 | 259.74 | 5.4543 | 990.571
17/06/2020 04:00 | 0 | 0 | 0 | 25.727 | 25.4948 | 5.5699 | 990.29
17/06/2020 05:00 | 0 | 0 | 0 | 25.006 | 26.648 | 4.9524 | 989.943
17/06/2020 06:00 | 13.486 | 1.4709 | 13.3549 | 24.824 | 222.694 | 5.1047 | 989.545
17/06/2020 07:00 | 64.932 | 2.5652 | 64.0984 | 25.927 | 113.209 | 5.0867 | 989.182
17/06/2020 08:00 | 113.61 | 2.8128 | 112.0822 | 27.239 | 23.0712 | 5.3018 | 988.466
17/06/2020 09:00 | 162.98 | 3.2096 | 160.639 | 27.877 | 106.329 | 4.5994 | 987.905
17/06/2020 10:00 | 212.86 | 3.8378 | 209.5168 | 28.174 | 188.12 | 4.4669 | 987.417
17/06/2020 11:00 | 118.02 | 0.97552 | 117.0845 | 28.42 | 177.242 | 4.3688 | 987.007
17/06/2020 12:00 | 191.24 | 2.4218 | 188.8518 | 27.917 | 244.01 | 5.0172 | 986.42
17/06/2020 13:00 | 159.47 | 1.8057 | 157.7518 | 27.534 | 261.06 | 5.3564 | 986.031
17/06/2020 14:00 | 169.17 | 2.5046 | 167.0228 | 27.444 | 244.92 | 5.619 | 985.88
17/06/2020 15:00 | 78.496 | 0.78708 | 77.9374 | 27.323 | 203.92 | 5.0888 | 985.462
17/06/2020 16:00 | 74.906 | 1.3418 | 74.2104 | 26.89 | 246.36 | 5.8624 | 985.076
17/06/2020 17:00 | 38.565 | 1.0831 | 38.2434 | 26.805 | 131.97 | 5.3615 | 984.897
17/06/2020 18:00 | 16.168 | 4.1635 | 15.9048 | 26.463 | 91.086 | 5.5259 | 984.548
17/06/2020 19:00 | 0 | 0 | 0 | 25.342 | 41.389 | 5.4119 | 984.254
17/06/2020 20:00 | 0 | 0 | 0 | 25.194 | 48.775 | 5.3556 | 983.808
17/06/2020 21:00 | 0 | 0 | 0 | 23.984 | 242.95 | 5.1885 | 983.582
17/06/2020 22:00 | 0 | 0 | 0 | 23.67 | 134.535 | 4.6487 | 983.465
17/06/2020 23:00 | 0 | 0 | 0 | 24.456 | 208.055 | 5.2148 | 983.228
18/06/2020 00:00 | 0 | 0 | 0 | 25.143 | 147.648 | 4.8459 | 983.08
18/06/2020 01:00 | 0 | 0 | 0 | 25.46 | 143.65 | 4.9128 | 983.142
18/06/2020 02:00 | 0 | 0 | 0 | 25.423 | 237.5 | 5.2895 | 983.238
18/06/2020 03:00 | 0 | 0 | 0 | 25.335 | 178.79 | 5.6435 | 983.3
18/06/2020 04:00 | 0 | 0 | 0 | 25.402 | 196.773 | 5.3823 | 983.568
18/06/2020 05:00 | 0 | 0 | 0 | 24.859 | 109.856 | 6.129 | 983.923
18/06/2020 06:00 | 57.686 | 109.4442 | 42.7205 | 25.525 | 271.61 | 5.009 | 984.085
18/06/2020 07:00 | 280.16 | 520.2919 | 111.7402 | 28.655 | 300.04 | 4.9945 | 984.124
18/06/2020 08:00 | 511.36 | 672.9168 | 146.7806 | 30.319 | 244.517 | 4.8603 | 984.106
18/06/2020 09:00 | 727.95 | 776.5668 | 162.4121 | 30.958 | 234.99 | 5.4407 | 984.316
18/06/2020 10:00 | 894.2 | 823.8706 | 177.3207 | 31.112 | 231.42 | 6.3209 | 984.611
18/06/2020 11:00 | 1011.2 | 866.0146 | 181.7375 | 31.521 | 223.93 | 6.9963 | 985.021
18/06/2020 12:00 | 970.54 | 697.0649 | 283.8857 | 32.078 | 215.24 | 7.0588 | 985.535
18/06/2020 13:00 | 1093.99 | 900.7995 | 237.4136 | 31.705 | 222.95 | 6.5421 | 986.092
18/06/2020 14:00 | 706.29 | 469.6254 | 303.8055 | 31.009 | 216.89 | 6.7991 | 986.885
18/06/2020 15:00 | 885.68 | 990.7877 | 186.4937 | 31.258 | 201.98 | 7.1194 | 987.646
18/06/2020 16:00 | 165.35 | 6.9595 | 161.7596 | 29.598 | 243.125 | 7.2295 | 988.451
18/06/2020 17:00 | 309.29 | 769.2298 | 79.4554 | 29.28 | 131.175 | 7.344 | 989.274
18/06/2020 18:00 | 26.392 | 19.0218 | 24.4369 | 28.673 | 177.46 | 7.2681 | 989.891
18/06/2020 19:00 | 0 | 0 | 0 | 25.779 | 92.432 | 7.5416 | 990.307
18/06/2020 20:00 | 0 | 0 | 0 | 25.204 | 45.327 | 6.1859 | 990.37
18/06/2020 21:00 | 0 | 0 | 0 | 25.289 | 107.069 | 6.2456 | 990.292
18/06/2020 22:00 | 0 | 0 | 0 | 24.926 | 200.013 | 6.2314 | 990.323
18/06/2020 23:00 | 0 | 0 | 0 | 25.18 | 50.266 | 6.9011 | 990.546
19/06/2020 00:00 | 0 | 0 | 0 | 25.04 | 121.362 | 6.1526 | 990.504
19/06/2020 01:00 | 0 | 0 | 0 | 24.69 | 260.85 | 6.3666 | 990.761
19/06/2020 02:00 | 0 | 0 | 0 | 24.401 | 148.922 | 5.5396 | 990.795
19/06/2020 03:00 | 0 | 0 | 0 | 24.347 | 59.103 | 5.9802 | 990.844
19/06/2020 04:00 | 0 | 0 | 0 | 24.449 | 49.366 | 5.2221 | 990.079
19/06/2020 05:00 | 0 | 0 | 0 | 23.834 | 25.023 | 5.0083 | 989.758
19/06/2020 06:00 | 25.594 | 5.3729 | 25.1139 | 23.999 | 42.787 | 5.3586 | 989.149
19/06/2020 07:00 | 204.63 | 188.1288 | 142.9126 | 26.256 | 197.2282 | 5.6591 | 988.2
19/06/2020 08:00 | 543.1 | 786.2825 | 118.1596 | 29.795 | 221.6 | 5.3054 | 987.009
19/06/2020 09:00 | 762.47 | 855.3771 | 140.3993 | 29.85 | 153.82 | 4.8897 | 985.722
19/06/2020 10:00 | 901.1 | 838.5778 | 172.2739 | 30.086 | 154.19 | 5.2214 | 984.684
19/06/2020 11:00 | 693.41 | 296.908 | 408.9747 | 30.279 | 138.2 | 4.0347 | 983.517
19/06/2020 12:00 | 214.27 | 3.0923 | 211.2272 | 29.626 | 177.16 | 3.8505 | 982.569
19/06/2020 13:00 | 40.904 | 0.12197 | 40.7881 | 28.85 | 186.94 | 4.2355 | 981.495
19/06/2020 14:00 | 20.829 | 0.042147 | 20.7928 | 27.746 | 292.15 | 4.394 | 980.727
19/06/2020 15:00 | 16.615 | 0.037132 | 16.5889 | 25.619 | 299.78 | 4.2333 | 980.278
19/06/2020 16:00 | 52.635 | 0.67343 | 52.2879 | 25.652 | 317.17 | 4.3495 | 979.619
19/06/2020 17:00 | 59.842 | 2.6968 | 59.0543 | 25.388 | 298.33 | 4.433 | 979.025
19/06/2020 18:00 | 20.84 | 15.374 | 19.9414 | 25.365 | 144.974 | 3.7988 | 978.625
19/06/2020 19:00 | 0 | 0 | 0 | 24.677 | 43.375 | 3.6673 | 978.161
19/06/2020 20:00 | 0 | 0 | 0 | 24.197 | 50.3558 | 4.5773 | 977.86
19/06/2020 21:00 | 0 | 0 | 0 | 23.994 | 32.235 | 4.3528 | 977.851
19/06/2020 22:00 | 0 | 0 | 0 | 24.027 | 35.287 | 4.6565 | 977.848
19/06/2020 23:00 | 0 | 0 | 0 | 24 | 136.514 | 4.8609 | 978.064
20/06/2020 00:00 | 0 | 0 | 0 | 23.853 | 141.739 | 5.7422 | 978.408
20/06/2020 01:00 | 0 | 0 | 0 | 25.107 | 122.5065 | 6.7798 | 978.709
20/06/2020 02:00 | 0 | 0 | 0 | 25.05 | 69.202 | 6.756 | 979.264
20/06/2020 03:00 | 0 | 0 | 0 | 24.592 | 78.82 | 7.5825 | 979.649
20/06/2020 04:00 | 0 | 0 | 0 | 24.166 | 92.791 | 7.985 | 980.364
20/06/2020 05:00 | 0 | 0 | 0 | 24.357 | 74.298 | 8.4604 | 980.808
20/06/2020 06:00 | 52.589 | 74.4369 | 41.1337 | 24.045 | 94.3935 | 8.6612 | 981.016
20/06/2020 07:00 | 276.59 | 515.7635 | 111.1822 | 27.507 | 174.85 | 8.9727 | 981.27
20/06/2020 08:00 | 519.51 | 678.4104 | 153.1632 | 29.143 | 151.17 | 10.1608 | 981.754
20/06/2020 09:00 | 421.03 | 198.5052 | 278.4276 | 29.493 | 214.54 | 10.7133 | 982.548
20/06/2020 10:00 | 500.12 | 185.2961 | 338.1894 | 28.977 | 135.8 | 10.2014 | 983.471
20/06/2020 11:00 | 846.76 | 566.2931 | 304.8328 | 29.961 | 201.24 | 9.9137 | 984.289
20/06/2020 12:00 | 369.26 | 14.1196 | 355.381 | 29.914 | 171.88 | 9.7597 | 984.912
20/06/2020 13:00 | 390.53 | 21.0047 | 370.5975 | 30.836 | 168.81 | 9.5546 | 985.4
20/06/2020 14:00 | 337.57 | 20.1598 | 320.3019 | 30.514 | 211.17 | 8.2853 | 986.045
20/06/2020 15:00 | 472.81 | 229.5744 | 310.9908 | 30.78 | 225.65 | 7.6264 | 986.584
20/06/2020 16:00 | 297.34 | 111.1864 | 239.9182 | 30.629 | 223.98 | 7.0715 | 987.205
20/06/2020 17:00 | 104.34 | 10.4211 | 101.2961 | 29.869 | 274.2 | 6.8828 | 987.764
20/06/2020 18:00 | 15.882 | 5.2727 | 15.5806 | 29.256 | 298.11 | 6.2682 | 988.089
20/06/2020 19:00 | 0 | 0 | 0 | 28.634 | 158.036 | 6.0466 | 988.218
20/06/2020 20:00 | 0 | 0 | 0 | 28.072 | 95.661 | 6.5686 | 988.216
20/06/2020 21:00 | 0 | 0 | 0 | 27.544 | 35.611 | 7.0759 | 988.51
20/06/2020 22:00 | 0 | 0 | 0 | 25.673 | 167.219 | 7.3822 | 988.64
20/06/2020 23:00 | 0 | 0 | 0 | 25.423 | 35.462 | 8.1558 | 988.726
21/06/2020 00:00 | 0 | 0 | 0 | 24.672 | 125.236 | 7.4291 | 988.725
21/06/2020 01:00 | 0 | 0 | 0 | 23.994 | 111.953 | 8.1539 | 988.729
21/06/2020 02:00 | 0 | 0 | 0 | 24.132 | 63.315 | 7.6759 | 988.8
21/06/2020 03:00 | 0 | 0 | 0 | 24.405 | 104.921 | 7.4095 | 988.946
21/06/2020 04:00 | 0 | 0 | 0 | 23.825 | 120.177 | 7.5762 | 989.191
21/06/2020 05:00 | 0 | 0 | 0 | 23.568 | 43.1346 | 8.2428 | 989.442
21/06/2020 06:00 | 39.862 | 66.6188 | 32.524 | 23.944 | 37.758 | 7.1243 | 989.659
21/06/2020 07:00 | 276.28 | 522.4418 | 109.5577 | 27.456 | 308.42 | 7.2709 | 989.712
21/06/2020 08:00 | 337.96 | 244.6811 | 206.8061 | 29.119 | 177.409 | 7.4779 | 989.54
21/06/2020 09:00 | 794.12 | 911.7137 | 133.3252 | 29.09 | 123.85 | 7.0041 | 989.183
21/06/2020 10:00 | 713.42 | 473.1456 | 303.7166 | 30.674 | 123.18 | 7.1768 | 988.633
21/06/2020 11:00 | 675.23 | 314.6814 | 374.4049 | 30.289 | 115.62 | 8.377 | 988.129
21/06/2020 12:00 | 636.78 | 222.4847 | 418.3878 | 30.92 | 124.93 | 8.1125 | 987.678
21/06/2020 13:00 | 1039.3 | 895.806 | 191.3777 | 31.143 | 118.52 | 7.5473 | 987.861
21/06/2020 14:00 | 890.9 | 853.9398 | 164.0159 | 31.181 | 129.625 | 7.0182 | 988.245
21/06/2020 15:00 | 723.11 | 827.7713 | 141.6649 | 31.216 | 176.79 | 6.0379 | 988.513
21/06/2020 16:00 | 511.16 | 780.9721 | 112.4752 | 31.586 | 251.91 | 5.8485 | 988.754
21/06/2020 17:00 | 107.35 | 13.0761 | 103.5281 | 29.738 | 208.23 | 5.7678 | 989.052
21/06/2020 18:00 | 31.733 | 0 | 25.2214 | 28.763 | 252.37 | 6.0962 | 989.147
21/06/2020 19:00 | 0 | 0 | 0 | 28.275 | 100.434 | 6.0366 | 989.151
21/06/2020 20:00 | 0 | 0 | 0 | 27.662 | 240.28 | 6.0228 | 989.123
21/06/2020 21:00 | 0 | 0 | 0 | 27.114 | 82.286 | 6.0211 | 989.141
21/06/2020 22:00 | 0 | 0 | 0 | 26.847 | 125.915 | 6.3262 | 989.355
21/06/2020 23:00 | 0 | 0 | 0 | 26.208 | 58.9783 | 6.5124 | 989.485
22/06/2020 00:00 | 0 | 0 | 0 | 24.424 | 52.3455 | 5.4305 | 989.666
22/06/2020 01:00 | 0 | 0 | 0 | 24.789 | 103.54 | 6.3406 | 989.705
22/06/2020 02:00 | 0 | 0 | 0 | 25.35 | 104.17 | 5.3519 | 989.696
22/06/2020 03:00 | 0 | 0 | 0 | 23.897 | 62.72 | 5.0367 | 989.405
22/06/2020 04:00 | 0 | 0 | 0 | 23.189 | 203.929 | 4.832 | 989.099
22/06/2020 05:00 | 0 | 0 | 0 | 22.979 | 196.9685 | 5.0758 | 988.871
22/06/2020 06:00 | 16.809 | 2.6921 | 16.589 | 22.144 | 166.695 | 5.8075 | 988.515
22/06/2020 07:00 | 56.428 | 2.0328 | 55.7813 | 23.658 | 104.003 | 5.4139 | 988.134
22/06/2020 08:00 | 378.93 | 263.7036 | 237.6888 | 26.889 | 166.11 | 5.209 | 987.804
22/06/2020 09:00 | 764.74 | 868.0076 | 136.535 | 27.989 | 100.945 | 5.1985 | 987.479
22/06/2020 10:00 | 894.9 | 834.6289 | 172.2393 | 29.729 | 131.345 | 4.8822 | 986.886
22/06/2020 11:00 | 1030.8 | 898.7133 | 173.8852 | 30.755 | 130.215 | 5.1052 | 986.026
22/06/2020 12:00 | 1057.04 | 818.0743 | 254.8794 | 31.635 | 130.74 | 5.5385 | 985.448
22/06/2020 13:00 | 763.2 | 529.5923 | 261.5859 | 30.825 | 119.54 | 6.4499 | 984.877
22/06/2020 14:00 | 263.5 | 6.5126 | 257.96 | 31.513 | 166.4 | 7.3777 | 984.058
22/06/2020 15:00 | 588.33 | 475.8584 | 257.7537 | 31.005 | 200.06 | 7.787 | 983.219
22/06/2020 16:00 | 452.47 | 553.2172 | 171.553 | 31.574 | 258.55 | 7.781 | 982.899
22/06/2020 17:00 | 306.16 | 837.0156 | 65.1841 | 30.371 | 288.15 | 7.6339 | 982.63
22/06/2020 18:00 | 32.32 | 0 | 24.3081 | 28.901 | 231.8 | 7.6386 | 982.332
22/06/2020 19:00 | 0 | 0 | 0 | 27.903 | 261.61 | 7.2054 | 982.146
22/06/2020 20:00 | 0 | 0 | 0 | 27.68 | 199.21 | 7.2928 | 981.911
22/06/2020 21:00 | 0 | 0 | 0 | 27.534 | 233.19 | 7.2406 | 981.638
22/06/2020 22:00 | 0 | 0 | 0 | 26.373 | 35.029 | 7.4533 | 981.219
22/06/2020 23:00 | 0 | 0 | 0 | 24.612 | 41.866 | 7.9218 | 980.789
23/06/2020 00:00 | 0 | 0 | 0 | 24.265 | 51.854 | 8.0994 | 980.485
23/06/2020 01:00 | 0 | 0 | 0 | 23.073 | 296.06 | 8.6895 | 980.193
23/06/2020 02:00 | 0 | 0 | 0 | 22.914 | 65.031 | 8.078 | 979.959
23/06/2020 03:00 | 0 | 0 | 0 | 22.103 | 48.572 | 8.5376 | 979.895
23/06/2020 04:00 | 0 | 0 | 0 | 22.284 | 78.222 | 9.2886 | 979.972
23/06/2020 05:00 | 0 | 0 | 0 | 24.427 | 116.49 | 8.7211 | 980.047
23/06/2020 06:00 | 15.673 | 2.4019 | 15.4783 | 24.516 | 100.625 | 8.8405 | 980.125
23/06/2020 07:00 | 278.15 | 553.5399 | 103.3039 | 26.302 | 100.42 | 9.0778 | 980.28
23/06/2020 08:00 | 525.39 | 745.1031 | 126.7582 | 27.701 | 105.51 | 8.0935 | 980.395
23/06/2020 09:00 | 734.88 | 808.8357 | 150.5531 | 28.521 | 115.82 | 8.1671 | 980.493
23/06/2020 10:00 | 896 | 839.0471 | 170.4783 | 29.316 | 111.86 | 8.5634 | 980.647
23/06/2020 11:00 | 1002 | 862.5558 | 180.5941 | 30.247 | 122.255 | 7.5844 | 980.848
23/06/2020 12:00 | 1048.5 | 887.1154 | 179.8305 | 30.434 | 113.3 | 7.6032 | 981.154
23/06/2020 13:00 | 1000.9 | 874.2255 | 175.9957 | 31.158 | 120.385 | 7.2417 | 981.589
23/06/2020 14:00 | 940.13 | 871.5862 | 199.9041 | 31.372 | 115.56 | 6.4658 | 982.327
23/06/2020 15:00 | 749.02 | 888.7659 | 128.1256 | 31.421 | 112.75 | 6.6081 | 983.01
23/06/2020 16:00 | 425.36 | 530.7574 | 159.6468 | 31.23 | 121.2 | 5.4411 | 983.654
23/06/2020 17:00 | 78.763 | 4.9805 | 77.3498 | 29.216 | 111.69 | 5.3929 | 984.426
23/06/2020 18:00 | 42.531 | 0 | 16.0018 | 28.078 | 117.5 | 4.1677 | 985.21
23/06/2020 19:00 | 0 | 0 | 0 | 26.883 | 107.065 | 4.04 | 985.987
23/06/2020 20:00 | 0 | 0 | 0 | 26.05 | 93.723 | 3.6065 | 986.494
23/06/2020 21:00 | 0 | 0 | 0 | 25.844 | 101.96 | 4.4112 | 986.941
23/06/2020 22:00 | 0 | 0 | 0 | 26.027 | 97.671 | 4.1281 | 987.232
23/06/2020 23:00 | 0 | 0 | 0 | 25.316 | 90.491 | 4.8247 | 987.471
24/06/2020 00:00 | 0 | 0 | 0 | 25.625 | 93.76 | 4.5556 | 987.812
24/06/2020 01:00 | 0 | 0 | 0 | 25.236 | 75.406 | 4.0473 | 988.052
24/06/2020 02:00 | 0 | 0 | 0 | 25.442 | 100.92 | 4.1968 | 988.172
24/06/2020 03:00 | 0 | 0 | 0 | 24.483 | 69.742 | 4.1433 | 988.23
24/06/2020 04:00 | 0 | 0 | 0 | 24.873 | 118.81 | 4.3959 | 988.494
24/06/2020 05:00 | 0 | 0 | 0 | 24.708 | 109.15 | 4.1849 | 988.8
24/06/2020 06:00 | 19.373 | 3.7714 | 19.0686 | 22.762 | 56.3075 | 4.0736 | 988.992
24/06/2020 07:00 | 237.5 | 355.7302 | 125.8317 | 26.303 | 103.81 | 4.1703 | 989.195
24/06/2020 08:00 | 523.39 | 744.6081 | 125.7912 | 27.666 | 106.66 | 3.8347 | 989.378
24/06/2020 09:00 | 742.76 | 829.5617 | 144.4443 | 29.041 | 104.715 | 4.4849 | 989.494
24/06/2020 10:00 | 903.5 | 854.4047 | 165.6857 | 29.7 | 114.45 | 3.9725 | 989.384
24/06/2020 11:00 | 1009.4 | 875.2495 | 176.9595 | 29.676 | 119.48 | 4.3946 | 989.379
24/06/2020 12:00 | 1044.2 | 883.6469 | 180.1027 | 30.159 | 126.61 | 5.4968 | 989.52
24/06/2020 13:00 | 1000.2 | 875.7746 | 175.1629 | 29.871 | 121.34 | 5.0117 | 989.833
24/06/2020 14:00 | 896.4 | 872.7846 | 157.9528 | 29.811 | 122.6 | 5.5082 | 990.167
24/06/2020 15:00 | 728.8 | 854.493 | 133.6175 | 30.01 | 127.36 | 4.4601 | 990.331
24/06/2020 16:00 | 491.93 | 738.4648 | 120.0467 | 29.134 | 119.27 | 5.2424 | 990.602
24/06/2020 17:00 | 243.31 | 526.2357 | 95.5829 | 28.44 | 112.695 | 5.2904 | 990.936
24/06/2020 18:00 | 27.367 | 0 | 21.6681 | 27.275 | 113.105 | 4.7079 | 991.225
24/06/2020 19:00 | 0 | 0 | 0 | 26.195 | 113.14 | 4.9512 | 991.43
24/06/2020 20:00 | 0 | 0 | 0 | 25.665 | 108.64 | 5.3675 | 991.59
24/06/2020 21:00 | 0 | 0 | 0 | 24.867 | 87.885 | 5.8742 | 991.649
24/06/2020 22:00 | 0 | 0 | 0 | 23.263 | 79.258 | 5.2865 | 991.464
24/06/2020 23:00 | 0 | 0 | 0 | 23.272 | 35.223 | 5.5118 | 991.229
25/06/2020 00:00 | 0 | 0 | 0 | 22.927 | 151.922 | 5.3624 | 991.064
25/06/2020 01:00 | 0 | 0 | 0 | 23.126 | 99.008 | 5.5061 | 990.906
25/06/2020 02:00 | 0 | 0 | 0 | 22.953 | 95.504 | 5.5344 | 990.895
25/06/2020 03:00 | 0 | 0 | 0 | 22.447 | 71.276 | 6.1856 | 990.845
25/06/2020 04:00 | 0 | 0 | 0 | 22.032 | 101.7015 | 6.8374 | 990.786
25/06/2020 05:00 | 0 | 0 | 0 | 21.773 | 64.346 | 6.3566 | 990.726
25/06/2020 06:00 | 48.049 | 60.6483 | 36.6374 | 21.886 | 92.917 | 6.6786 | 990.617
25/06/2020 07:00 | 270.54 | 520.8506 | 107.402 | 26.015 | 100.366 | 7.1216 | 990.413
25/06/2020 08:00 | 520.97 | 741.1393 | 126.174 | 29.071 | 241.26 | 7.0243 | 990.155
25/06/2020 09:00 | 746.76 | 841.0356 | 141.144 | 29.939 | 128.74 | 7.2739 | 989.971
25/06/2020 10:00 | 930.7 | 897.1715 | 157.0095 | 30.531 | 124.75 | 7.6048 | 989.664
25/06/2020 11:00 | 1032.1 | 905.4931 | 172.021 | 30.343 | 128.055 | 7.9676 | 989.419
25/06/2020 12:00 | 1004.33 | 743.2645 | 278.4747 | 30.55 | 129.265 | 8.4998 | 989.22
25/06/2020 13:00 | 1038.5 | 913.9914 | 178.7669 | 30.001 | 120.53 | 7.9483 | 989.007
25/06/2020 14:00 | 420.42 | 76.5953 | 355.4934 | 30.141 | 122.805 | 7.9723 | 988.779
25/06/2020 15:00 | 353.05 | 57.185 | 313.3109 | 29.588 | 164.68 | 7.0822 | 988.554
25/06/2020 16:00 | 310.28 | 146.4041 | 236.8102 | 30.498 | 239.72 | 7.3213 | 988.198
25/06/2020 17:00 | 127.96 | 35.2086 | 118.1026 | 29.888 | 244.4 | 6.812 | 987.87
25/06/2020 18:00 | 28.276 | 0 | 19.7725 | 28.676 | 210.34 | 6.4967 | 987.635
25/06/2020 19:00 | 0 | 0 | 0 | 26.39 | 78.851 | 6.8346 | 987.266
25/06/2020 20:00 | 0 | 0 | 0 | 24.948 | 62.81 | 5.58 | 986.578
25/06/2020 21:00 | 0 | 0 | 0 | 24.337 | 57.5882 | 5.6218 | 985.644
25/06/2020 22:00 | 0 | 0 | 0 | 23.533 | 217.765 | 6.3646 | 984.758
25/06/2020 23:00 | 0 | 0 | 0 | 23.415 | 188.549 | 6.2816 | 984.25
26/06/2020 00:00 | 0 | 0 | 0 | 23.862 | 89.925 | 5.9627 | 983.587
26/06/2020 01:00 | 0 | 0 | 0 | 24.422 | 43.084 | 6.1615 | 982.765
26/06/2020 02:00 | 0 | 0 | 0 | 23.628 | 55.828 | 6.4035 | 982.02
26/06/2020 03:00 | 0 | 0 | 0 | 23.37 | 58.033 | 7.009 | 981.545
26/06/2020 04:00 | 0 | 0 | 0 | 23.393 | 114.292 | 7.4881 | 981.167
26/06/2020 05:00 | 0 | 0 | 0 | 24.033 | 51.947 | 7.1175 | 980.756
26/06/2020 06:00 | 29.292 | 13.9116 | 28.1981 | 24.262 | 86.2435 | 7.072 | 980.425
26/06/2020 07:00 | 264.77 | 493.6386 | 110.8971 | 27.573 | 152.818 | 6.7011 | 980.108
26/06/2020 08:00 | 511.55 | 713.1048 | 132.5953 | 29.966 | 174.34 | 6.4746 | 979.75
26/06/2020 09:00 | 729.41 | 805.9438 | 150.0774 | 29.941 | 190.6 | 6.0152 | 979.421
26/06/2020 10:00 | 887.3 | 831.168 | 171.5506 | 30.539 | 207.45 | 6.5426 | 979.237
26/06/2020 11:00 | 983.6 | 841.1887 | 185.6797 | 30.791 | 137.72 | 6.3551 | 979.298
26/06/2020 12:00 | 1091.89 | 884.5488 | 229.4248 | 30.805 | 128.885 | 6.4361 | 979.426
26/06/2020 13:00 | 792.16 | 521.2726 | 304.0045 | 30.602 | 228.02 | 6.7041 | 979.598
26/06/2020 14:00 | 591.8 | 305.1277 | 332.9357 | 31.599 | 218.59 | 7.0863 | 980.058
26/06/2020 15:00 | 322.77 | 42.827 | 293.2864 | 29.868 | 215.47 | 7.9182 | 980.724
26/06/2020 16:00 | 337.87 | 223.2887 | 226.8904 | 29.504 | 235.01 | 8.5402 | 981.712
26/06/2020 17:00 | 82.948 | 6.0377 | 81.2752 | 28.891 | 252.55 | 8.8788 | 982.879
26/06/2020 18:00 | 13.4341 | 11.5093 | 12.9392 | 28.202 | 283.95 | 9.3196 | 983.589
26/06/2020 19:00 | 0 | 0 | 0 | 27.969 | 257.61 | 9.0212 | 984.226
26/06/2020 20:00 | 0 | 0 | 0 | 27.402 | 87.332 | 9.1818 | 984.858
26/06/2020 21:00 | 0 | 0 | 0 | 26.293 | 90.559 | 9.8877 | 985.456
26/06/2020 22:00 | 0 | 0 | 0 | 25.543 | 80.132 | 10.0201 | 985.91
26/06/2020 23:00 | 0 | 0 | 0 | 25.156 | 60.505 | 10.9127 | 986.379
27/06/2020 00:00 | 0 | 0 | 0 | 24.653 | 95.397 | 10.9217 | 986.94
27/06/2020 01:00 | 0 | 0 | 0 | 24.516 | 92.861 | 10.3232 | 987.558
27/06/2020 02:00 | 0 | 0 | 0 | 23.96 | 75.173 | 9.4068 | 988.255
27/06/2020 03:00 | 0 | 0 | 0 | 22.731 | 111.775 | 9.752 | 988.888
27/06/2020 04:00 | 0 | 0 | 0 | 22.836 | 79.927 | 9.3831 | 989.75
27/06/2020 05:00 | 0 | 0 | 0 | 23.1 | 29.249 | 9.5251 | 990.524
27/06/2020 06:00 | 20.107 | 5.1814 | 19.7358 | 22.638 | 102.1985 | 9.6172 | 991.27
27/06/2020 07:00 | 254.62 | 439.7668 | 118.0532 | 26.578 | 47.717 | 9.3326 | 992.127
27/06/2020 08:00 | 503.55 | 689.4978 | 138.039 | 29.612 | 200.81 | 9.5832 | 993.096
27/06/2020 09:00 | 727.98 | 805.9625 | 149.6221 | 29.734 | 173.37 | 9.6427 | 993.678
27/06/2020 10:00 | 889.9 | 838.4761 | 168.8837 | 29.806 | 158.77 | 8.8597 | 993.802
27/06/2020 11:00 | 997.2 | 864.4744 | 178.339 | 31.303 | 231.88 | 9.4767 | 993.96
27/06/2020 12:00 | 1035.3 | 878.6836 | 179.8323 | 32.007 | 242.44 | 10.3305 | 994.351
27/06/2020 13:00 | 703.96 | 354.3626 | 372.2624 | 31.213 | 255.11 | 8.2017 | 994.391
27/06/2020 14:00 | 225.35 | 4.6553 | 221.4398 | 29.552 | 261.36 | 8.3386 | 994.633
27/06/2020 15:00 | 396.19 | 243.0327 | 231.0024 | 30.215 | 253.68 | 7.5689 | 994.403
27/06/2020 16:00 | 230.8 | 91.9237 | 186.3133 | 29.547 | 274.12 | 6.3639 | 993.85
27/06/2020 17:00 | 201.01 | 348.0149 | 104.0132 | 30.3 | 247.26 | 5.8719 | 993.215
27/06/2020 18:00 | 22.762 | 0 | 17.4403 | 28.679 | 239.36 | 6.6881 | 992.598
27/06/2020 19:00 | 0 | 0 | 0 | 27.742 | 227.58 | 7.0454 | 991.726
27/06/2020 20:00 | 0 | 0 | 0 | 27.008 | 80.235 | 5.9428 | 990.674
27/06/2020 21:00 | 0 | 0 | 0 | 26.123 | 121.506 | 5.8947 | 989.894
27/06/2020 22:00 | 0 | 0 | 0 | 25.657 | 61.189 | 6.0384 | 989.05
27/06/2020 23:00 | 0 | 0 | 0 | 24.419 | 157.182 | 5.7683 | 988.122
28/06/2020 00:00 | 0 | 0 | 0 | 24.877 | 77.491 | 6.0714 | 987.394
28/06/2020 01:00 | 0 | 0 | 0 | 23.942 | 41.967 | 5.4417 | 986.614
28/06/2020 02:00 | 0 | 0 | 0 | 23.834 | 43.328 | 5.7771 | 985.812
28/06/2020 03:00 | 0 | 0 | 0 | 23.108 | 117.232 | 5.347 | 984.604
28/06/2020 04:00 | 0 | 0 | 0 | 22.731 | 319.93 | 5.9048 | 982.696
28/06/2020 05:00 | 0 | 0 | 0 | 23.877 | 91.862 | 7.0619 | 981.281
28/06/2020 06:00 | 20.088 | 4.8815 | 19.732 | 23.815 | 90.363 | 6.571 | 980.51
28/06/2020 07:00 | 257.69 | 465.9598 | 113.6835 | 26.675 | 112.825 | 6.9695 | 979.839
28/06/2020 08:00 | 516.79 | 741.3909 | 124.7359 | 27.967 | 111.075 | 6.528 | 979.232
28/06/2020 09:00 | 736.09 | 827.545 | 143.2837 | 29.039 | 115.14 | 6.8604 | 978.387
28/06/2020 10:00 | 898.9 | 856.5753 | 163.412 | 29.224 | 124.765 | 7.5266 | 977.154
28/06/2020 11:00 | 1009.1 | 883.3264 | 173.5913 | 29.757 | 121.49 | 8.7943 | 976.765
28/06/2020 12:00 | 1047.9 | 896.6748 | 176.2926 | 30.575 | 121.935 | 9.2164 | 976.732
28/06/2020 13:00 | 991.2 | 874.1062 | 173.5695 | 30.464 | 130.345 | 10.4763 | 976.72
28/06/2020 14:00 | 773.78 | 622.3264 | 250.6973 | 30.945 | 134.87 | 11.1862 | 976.928
28/06/2020 15:00 | 427.49 | 206.6184 | 283.7468 | 29.997 | 154.95 | 10.197 | 976.633
28/06/2020 16:00 | 186.25 | 13.321 | 179.6875 | 29.111 | 151.57 | 11.2366 | 976.436
28/06/2020 17:00 | 222.11 | 466.1925 | 95.9716 | 29.379 | 229.86 | 11.9705 | 975.991
28/06/2020 18:00 | 22.311 | 0 | 16.0372 | 28.15 | 190.07 | 13.2301 | 975.603
28/06/2020 19:00 | 0 | 0 | 0 | 26.576 | 45.938 | 14.8495 | 975.725
28/06/2020 20:00 | 0 | 0 | 0 | 25.278 | 49.538 | 16.0282 | 976.421
28/06/2020 21:00 | 0 | 0 | 0 | 24.852 | 99.89 | 16.3901 | 977.208
28/06/2020 22:00 | 0 | 0 | 0 | 25.205 | 90.43 | 16.5163 | 978.039
28/06/2020 23:00 | 0 | 0 | 0 | 25.012 | 91.169 | 15.432 | 979.201
29/06/2020 00:00 | 0 | 0 | 0 | 25.06 | 99.29 | 16.0903 | 980.434
29/06/2020 01:00 | 0 | 0 | 0 | 24.485 | 96.6 | 15.6913 | 981.668
29/06/2020 02:00 | 0 | 0 | 0 | 24.676 | 91.21 | 15.9455 | 982.971
29/06/2020 03:00 | 0 | 0 | 0 | 24.8 | 104.21 | 15.5871 | 984.185
29/06/2020 04:00 | 0 | 0 | 0 | 24.484 | 89.275 | 15.4903 | 985.445
29/06/2020 05:00 | 0 | 0 | 0 | 24.487 | 92.185 | 15.0828 | 986.586
29/06/2020 06:00 | 35.829 | 25.0527 | 30.9577 | 23.625 | 59.931 | 14.3702 | 987.595
29/06/2020 07:00 | 255.64 | 461.2075 | 113.7519 | 26.604 | 106.75 | 14.2402 | 988.502
29/06/2020 08:00 | 516.86 | 746.4944 | 123.0548 | 28.231 | 110.245 | 14.1756 | 989.571
29/06/2020 09:00 | 742.14 | 843.6642 | 138.8394 | 29.372 | 125.895 | 13.6862 | 990.727
29/06/2020 10:00 | 904.4 | 868.0178 | 160.2176 | 29.509 | 122.84 | 13.1742 | 991.986
29/06/2020 11:00 | 1008.3 | 884.4931 | 172.9382 | 29.496 | 120.28 | 13.0151 | 993.185
29/06/2020 12:00 | 1044.7 | 895.0911 | 176.0525 | 29.929 | 126.89 | 12.3402 | 994.24
29/06/2020 13:00 | 1001 | 890.101 | 170.0304 | 29.715 | 127.89 | 12.2027 | 995.293
29/06/2020 14:00 | 897.3 | 890.9401 | 152.2214 | 29.8727 | 122.1551 | 11.4114 | 996.436
29/06/2020 15:00 | 720.24 | 862.7575 | 129.0581 | 29.774 | 120.335 | 10.9037 | 997.503
29/06/2020 16:00 | 480.05 | 743.0279 | 115.2729 | 29.224 | 116.01 | 10.4459 | 998.856
29/06/2020 17:00 | 227.36 | 502.0536 | 93.4219 | 28.156 | 113.695 | 9.8065 | 1000.05
29/06/2020 18:00 | 18.0895 | 6.7223 | 14.5249 | 27.174 | 111.855 | 8.9486 | 1000.91
29/06/2020 19:00 | 0 | 0 | 0 | 26.218 | 111.54 | 8.7425 | 1001.38
29/06/2020 20:00 | 0 | 0 | 0 | 25.346 | 100.9 | 9.457 | 1002
29/06/2020 21:00 | 0 | 0 | 0 | 25.434 | 114.115 | 8.5264 | 1002.71
29/06/2020 22:00 | 0 | 0 | 0 | 25.415 | 95.98 | 8.2782 | 1003.44
29/06/2020 23:00 | 0 | 0 | 0 | 25.528 | 100.67 | 8.6309 | 1004.18
30/06/2020 00:00 | 0 | 0 | 0 | 24.984 | 58.143 | 8.4704 | 1004.93
30/06/2020 01:00 | 0 | 0 | 0 | 22.521 | 72.141 | 8.2761 | 1005.69
30/06/2020 02:00 | 0 | 0 | 0 | 22.417 | 62.011 | 8.2739 | 1006.32
30/06/2020 03:00 | 0 | 0 | 0 | 22.248 | 131.6548 | 7.8823 | 1007.1
30/06/2020 04:00 | 0 | 0 | 0 | 22.441 | 178.52 | 7.4571 | 1007.94
30/06/2020 05:00 | 0 | 0 | 0 | 22.644 | 129.6105 | 7.7731 | 1008.72
30/06/2020 06:00 | 27.257 | 28.9083 | 24.4829 | 22.587 | 59.376 | 7.9109 | 1009.5
30/06/2020 07:00 | 250.57 | 438.0907 | 116.4191 | 26.766 | 131.774 | 8.726 | 1010.27
30/06/2020 08:00 | 501.24 | 696.2507 | 134.8555 | 28.983 | 124.322 | 9.8979 | 1010.87
30/06/2020 09:00 | 728.7 | 817.6855 | 145.0216 | 29.398 | 124.115 | 9.3149 | 1011.24
30/06/2020 10:00 | 893.7 | 853.1187 | 163.4187 | 29.569 | 125.415 | 9.2057 | 1011.4
30/06/2020 11:00 | 1001.1 | 877.1459 | 173.9438 | 29.762 | 125.22 | 9.4841 | 1011.57
30/06/2020 12:00 | 1033.9 | 884.1854 | 177.284 | 29.913 | 123.24 | 8.4973 | 1011.74
30/06/2020 13:00 | 991.1 | 879.9264 | 171.2864 | 30.065 | 128.375 | 8.25 | 1012.03
30/06/2020 14:00 | 886 | 877.925 | 153.7101 | 29.298 | 121.89 | 8.2738 | 1012.45
30/06/2020 15:00 | 713.5 | 854.4518 | 130.0751 | 29.267 | 123.34 | 8.9278 | 1012.94
30/06/2020 16:00 | 477.77 | 745.0712 | 114.0361 | 28.729 | 125.35 | 8.4406 | 1013.24
30/06/2020 17:00 | 220.75 | 473.4853 | 95.8897 | 27.781 | 120.53 | 8.1245 | 1013.39
30/06/2020 18:00 | 20.4165 | 0 | 12.3192 | 26.824 | 114.3 | 8.2832 | 1013.42
30/06/2020 19:00 | 0 | 0 | 0 | 25.493 | 96.925 | 8.3978 | 1013.45
30/06/2020 20:00 | 0 | 0 | 0 | 25.181 | 101.505 | 8.4976 | 1013.33
30/06/2020 21:00 | 0 | 0 | 0 | 24.856 | 84.699 | 8.0869 | 1013.08
30/06/2020 22:00 | 0 | 0 | 0 | 24.825 | 97.35 | 8.0746 | 1012.89
30/06/2020 23:00 | 0 | 0 | 0 | 24.963 | 104.49 | 8.2899 | 1012.69
01/07/2020 00:00 | 0 | 0 | 0 | 25.277 | 89.464 | 9.4282 | 1012.77
01/07/2020 01:00 | 0 | 0 | 0 | 24.692 | 89.399 | 9.3908 | 1013.38
01/07/2020 02:00 | 0 | 0 | 0 | 24.371 | 100.131 | 8.9815 | 1014.14
01/07/2020 03:00 | 0 | 0 | 0 | 21.628 | 105.784 | 8.3509 | 1014.1
01/07/2020 04:00 | 0 | 0 | 0 | 21.588 | 77.238 | 8.0001 | 1014.03
01/07/2020 05:00 | 0 | 0 | 0 | 21.278 | 88.908 | 8.4563 | 1014.08
01/07/2020 06:00 | 43.757 | 0 | 32.4378 | 21.492 | 117.64 | 8.0558 | 1014.12
01/07/2020 07:00 | 247.39 | 426.331 | 117.4163 | 25.063 | 220.005 | 7.5478 | 1013.84
01/07/2020 08:00 | 501.2 | 701.2352 | 133.1296 | 28.999 | 141.404 | 7.673 | 1013.27
01/07/2020 09:00 | 726.48 | 816.0626 | 145.009 | 29.307 | 128.77 | 7.8564 | 1012.78
01/07/2020 10:00 | 896 | 859.5481 | 161.3579 | 29.418 | 126.7 | 8.2544 | 1012.31
01/07/2020 11:00 | 992.5 | 863.5891 | 179.371 | 29.981 | 128.245 | 7.903 | 1011.72
01/07/2020 12:00 | 1044.8 | 899.5234 | 174.8427 | 29.982 | 119.12 | 8.912 | 1011.35
01/07/2020 13:00 | 979.2 | 866.2568 | 173.7987 | 30.099 | 125.19 | 8.8422 | 1011.22
01/07/2020 14:00 | 858.31 | 830.2787 | 167.6401 | 29.858 | 133.35 | 8.672 | 1011.03
01/07/2020 15:00 | 723.04 | 877.929 | 125.763 | 29.468 | 124.39 | 8.046 | 1010.69
01/07/2020 16:00 | 395.47 | 482.2833 | 163.8331 | 28.727 | 122 | 6.6876 | 1010.69
01/07/2020 17:00 | 208.27 | 469.4895 | 85.5462 | 27.513 | 116.77 | 5.523 | 1010.98
01/07/2020 18:00 | 17.054 | 0 | 11.5195 | 25.614 | 108.905 | 5.6901 | 1011.21
01/07/2020 19:00 | 0 | 0 | 0 | 25.465 | 113.16 | 5.5367 | 1011.04
01/07/2020 20:00 | 0 | 0 | 0 | 25.535 | 95.685 | 4.7245 | 1010.53
01/07/2020 21:00 | 0 | 0 | 0 | 25.551 | 85.0545 | 5.0469 | 1010.09
01/07/2020 22:00 | 0 | 0 | 0 | 25.764 | 93.04 | 4.4943 | 1009.76
01/07/2020 23:00 | 0 | 0 | 0 | 24.712 | 98.307 | 3.8161 | 1009.69
02/07/2020 00:00 | 0 | 0 | 0 | 25.66 | 119.136 | 4.3895 | 1009.63
02/07/2020 01:00 | 0 | 0 | 0 | 24.431 | 177.224 | 4.192 | 1009.41
02/07/2020 02:00 | 0 | 0 | 0 | 23.989 | 48.3585 | 4.6803 | 1009.33
02/07/2020 03:00 | 0 | 0 | 0 | 24.117 | 152.615 | 4.294 | 1009.37
02/07/2020 04:00 | 0 | 0 | 0 | 23.995 | 42.571 | 4.4371 | 1009.38
02/07/2020 05:00 | 0 | 0 | 0 | 23.654 | 50.076 | 3.8193 | 1009.27
02/07/2020 06:00 | 51.327 | 0 | 28.1158 | 23.558 | 209.3 | 4.5432 | 1009.04
02/07/2020 07:00 | 246.43 | 427.8202 | 116.5565 | 26.629 | 86.407 | 4.5587 | 1008.75
02/07/2020 08:00 | 486.73 | 653.3347 | 144.6741 | 29.472 | 117.35 | 5.0647 | 1008.36
02/07/2020 09:00 | 718.05 | 800.1687 | 148.9782 | 29.543 | 140.3 | 5.5074 | 1008.03
02/07/2020 10:00 | 873.4 | 822.3703 | 171.6455 | 30.29 | 203.97 | 6.7461 | 1007.98
02/07/2020 11:00 | 997.4 | 876.895 | 173.1259 | 30.272 | 223.02 | 7.1191 | 1007.96
02/07/2020 12:00 | 1026.8 | 880.171 | 177.0931 | 30.232 | 214.02 | 8.1367 | 1008
02/07/2020 13:00 | 1006.2 | 903.8516 | 167.6454 | 30.488 | 179.08 | 8.3228 | 1008.12
02/07/2020 14:00 | 999.8 | 1006.5207 | 164.967 | 30.645 | 208.13 | 8.5867 | 1008.71
02/07/2020 15:00 | 841.65 | 1036.6289 | 138.8723 | 30.152 | 191.53 | 8.9056 | 1009.36
02/07/2020 16:00 | 515.12 | 883.8774 | 88.6765 | 29.999 | 241.99 | 8.728 | 1009.91
02/07/2020 17:00 | 121.58 | 61.1322 | 105.4917 | 29.11 | 273.735 | 7.6334 | 1010.35
02/07/2020 18:00 | 10.3417 | 16.9786 | 9.4313 | 27.771 | 258.69 | 6.2566 | 1010.5
02/07/2020 19:00 | 0 | 0 | 0 | 27.294 | 184.371 | 5.4506 | 1010.64
02/07/2020 20:00 | 0 | 0 | 0 | 26.828 | 180.49 | 4.7425 | 1010.63
02/07/2020 21:00 | 0 | 0 | 0 | 26.421 | 64.8045 | 6.0393 | 1010.77
02/07/2020 22:00 | 0 | 0 | 0 | 26.317 | 46.783 | 5.8103 | 1010.84
02/07/2020 23:00 | 0 | 0 | 0 | 26.216 | 76.599 | 6.4412 | 1010.83
03/07/2020 00:00 | 0 | 0 | 0 | 25.177 | 39.5856 | 5.6068 | 1010.8
03/07/2020 01:00 | 0 | 0 | 0 | 24.11 | 152.989 | 6.3979 | 1010.82
03/07/2020 02:00 | 0 | 0 | 0 | 23.64 | 75.4515 | 6.4497 | 1011.02
03/07/2020 03:00 | 0 | 0 | 0 | 23.696 | 51.192 | 7.0611 | 1011.29
03/07/2020 04:00 | 0 | 0 | 0 | 23.496 | 90.117 | 7.8341 | 1011.54
03/07/2020 05:00 | 0 | 0 | 0 | 22.939 | 175.5204 | 7.0198 | 1011.77
03/07/2020 06:00 | 15.3 | 3.5055 | 15.0691 | 23.147 | 65.74 | 7.4119 | 1011.95
03/07/2020 07:00 | 247.46 | 442.1113 | 113.8672 | 26.607 | 151.2429 | 7.702 | 1012.17
03/07/2020 08:00 | 487.46 | 661.0646 | 142.1643 | 29.224 | 215.815 | 7.9973 | 1012.27
03/07/2020 09:00 | 706.61 | 776.3355 | 155.5182 | 30.037 | 199.23 | 8.0579 | 1012.18
03/07/2020 10:00 | 879.3 | 836.6509 | 166.5763 | 29.875 | 159.05 | 7.852 | 1011.9
03/07/2020 11:00 | 989.6 | 868.6874 | 174.4209 | 29.788 | 170.94 | 7.7874 | 1011.65
03/07/2020 12:00 | 1032.4 | 889.8673 | 174.9303 | 29.889 | 169.265 | 7.7576 | 1011.37
03/07/2020 13:00 | 1099.3 | 991.6203 | 181.3845 | 30.455 | 145.7 | 6.9824 | 1011.01
03/07/2020 14:00 | 689.4 | 476.4871 | 295.8089 | 30.332 | 139.8 | 6.9184 | 1010.71
03/07/2020 15:00 | 605 | 579.781 | 211.3176 | 29.841 | 141.21 | 6.8169 | 1010.4
03/07/2020 16:00 | 153.44 | 7.1072 | 150.0249 | 29.349 | 127.1 | 5.9965 | 1010.18
03/07/2020 17:00 | 74.136 | 5.7536 | 72.6563 | 28.71 | 132.87 | 4.4575 | 1010.02
03/07/2020 18:00 | 5.3204 | 4.5319 | 5.1644 | 28.001 | 112.565 | 3.6414 | 1009.66
03/07/2020 19:00 | 0 | 0 | 0 | 27.647 | 93.845 | 4.0987 | 1009.06
03/07/2020 20:00 | 0 | 0 | 0 | 27.137 | 63.484 | 5 | 1008.17
03/07/2020 21:00 | 0 | 0 | 0 | 26.838 | 252.4 | 5.4626 | 1006.97
03/07/2020 22:00 | 0 | 0 | 0 | 26.841 | 247.34 | 6.1591 | 1005.82
03/07/2020 23:00 | 0 | 0 | 0 | 25.85 | 249.4 | 6.3068 | 1004.5
04/07/2020 00:00 | 0 | 0 | 0 | 25.573 | 137.389 | 6.7941 | 1003.05
04/07/2020 01:00 | 0 | 0 | 0 | 24.579 | 27.429 | 7.4034 | 1001.71
04/07/2020 02:00 | 0 | 0 | 0 | 24.705 | 30.225 | 7.997 | 1000.55
04/07/2020 03:00 | 0 | 0 | 0 | 25.19 | 67.132 | 9.1715 | 1000.03
04/07/2020 04:00 | 0 | 0 | 0 | 25.049 | 34.839 | 8.8578 | 1000.03
04/07/2020 05:00 | 0 | 0 | 0 | 24.597 | 82.1122 | 9.4545 | 1000.5
04/07/2020 06:00 | 44.574 | 0 | 28.7273 | 24.735 | 174.871 | 9.9783 | 1001.45
04/07/2020 07:00 | 285.13 | 678.067 | 84.7027 | 27.725 | 172.937 | 9.9774 | 1002.57
04/07/2020 08:00 | 249.3 | 43.2376 | 226.7996 | 28.92 | 113.88 | 10.224 | 1003.75
04/07/2020 09:00 | 328.93 | 37.1378 | 302.638 | 30.464 | 268.23 | 10.088 | 1004.79
04/07/2020 10:00 | 492.09 | 108.7985 | 399.6415 | 31.209 | 249.47 | 10.8182 | 1005.8
04/07/2020 11:00 | 328.44 | 9.6133 | 319.436 | 30.108 | 242.7 | 10.276 | 1006.78
04/07/2020 12:00 | 670 | 250.0962 | 429.4445 | 30.562 | 214.74 | 10.4209 | 1007.75
04/07/2020 13:00 | 449.43 | 47.2764 | 405.791 | 29.561 | 124.77 | 10.1178 | 1008.78
04/07/2020 14:00 | 283.29 | 9.0318 | 275.8445 | 28.912 | 111.73 | 10.3512 | 1009.92
04/07/2020 15:00 | 135.48 | 2.6422 | 133.7003 | 28.236 | 117.22 | 8.7728 | 1011.04
04/07/2020 16:00 | 71.167 | 1.4984 | 70.4469 | 27.618 | 113.88 | 8.8925 | 1011.95
04/07/2020 17:00 | 16.964 | 0.29717 | 16.8896 | 26.299 | 111.868 | 7.8856 | 1012.94
04/07/2020 18:00 | 1.9512 | 5.3007 | 1.7644 | 25.825 | 134.289 | 8.9444 | 1013.97
04/07/2020 19:00 | 0.6133 | 0 | 0.6133 | 24.265 | 36.715 | 9.0058 | 1014.87
04/07/2020 20:00 | 0 | 0 | 0 | 24.149 | 84.511 | 8.4326 | 1015.58
04/07/2020 21:00 | 0 | 0 | 0 | 24.373 | 169.094 | 7.5151 | 1016.2
04/07/2020 22:00 | 0 | 0 | 0 | 24.573 | 124.92 | 7.7051 | 1016.89
04/07/2020 23:00 | 0 | 0 | 0 | 24.457 | 60.275 | 6.5943 | 1017.71
05/07/2020 00:00 | 0 | 0 | 0 | 24.093 | 195.126 | 6.1539 | 1018.58
05/07/2020 01:00 | 0 | 0 | 0 | 23.706 | 46.857 | 6.1613 | 1019.26
05/07/2020 02:00 | 0 | 0 | 0 | 23.508 | 285.11 | 5.816 | 1020.23
05/07/2020 03:00 | 0 | 0 | 0 | 23.572 | 63.1165 | 5.67 | 1020.62
05/07/2020 04:00 | 0 | 0 | 0 | 23.702 | 198.46 | 5.0156 | 1021.13
05/07/2020 05:00 | 0.0491 | 0 | 0.0491 | 23.97 | 100.895 | 4.8029 | 1021.38
05/07/2020 06:00 | 9.9003 | 1.5822 | 9.7989 | 23.915 | 187.125 | 4.8202 | 1021.71
05/07/2020 07:00 | 101.92 | 8.6104 | 99.3389 | 25.433 | 278.225 | 4.8747 | 1021.91
05/07/2020 08:00 | 216.01 | 21.3158 | 204.9233 | 25.859 | 288.4 | 4.4414 | 1021.77
05/07/2020 09:00 | 276.8 | 17.8901 | 264.0816 | 25.82 | 307.78 | 4.5837 | 1021.58
05/07/2020 10:00 | 673.46 | 395.1667 | 337.882 | 28.006 | 289.18 | 4.6258 | 1021.53
05/07/2020 11:00 | 983.8 | 862.5785 | 177.2735 | 29.968 | 283.69 | 5.0537 | 1021.42
05/07/2020 12:00 | 415.54 | 64.0732 | 354.021 | 27.07 | 285.17 | 5.3777 | 1021.35
05/07/2020 13:00 | 622.69 | 262.9026 | 380.1145 | 28.323 | 297.47 | 5.4566 | 1021.27
05/07/2020 14:00 | 393.59 | 209.5277 | 220.9124 | 29.229 | 276.13 | 4.639 | 1021.27
05/07/2020 15:00 | 188.3 | 5.2616 | 184.7668 | 25.582 | 304.23 | 4.8676 | 1020.99
05/07/2020 16:00 | 147.24 | 6.4177 | 144.2015 | 24.707 | 205.795 | 4.2538 | 1020.65
05/07/2020 17:00 | 55.719 | 3.4773 | 54.8724 | 25.154 | 180.28 | 4.6719 | 1020.44
05/07/2020 18:00 | 0.6668 | 0.54544 | 0.56997 | 25.374 | 225.86 | 4.4131 | 1020.32
05/07/2020 19:00 | 0.9065 | 0 | 0.9065 | 24.366 | 210.93 | 4.3392 | 1020.18
05/07/2020 20:00 | 0 | 0 | 0 | 24.143 | 156.71 | 4.0111 | 1020
05/07/2020 21:00 | 0 | 0 | 0 | 24.699 | 185.585 | 4.1959 | 1019.87
05/07/2020 22:00 | 0 | 0 | 0 | 24.09 | 216.09 | 4.2285 | 1019.64
05/07/2020 23:00 | 0 | 0 | 0 | 24.16 | 124.61 | 3.7653 | 1019.51
06/07/2020 00:00 | 0 | 0 | 0 | 24.011 | 140.773 | 4.3369 | 1019.4
06/07/2020 01:00 | 0 | 0 | 0 | 23.89 | 192.704 | 3.8907 | 1019.28
06/07/2020 02:00 | 0 | 0 | 0 | 23.634 | 110.52 | 4.7093 | 1019.06
06/07/2020 03:00 | 0 | 0 | 0 | 24.049 | 81.197 | 3.8344 | 1018.81
06/07/2020 04:00 | 0 | 0 | 0 | 23.475 | 129.229 | 3.7994 | 1018.62
06/07/2020 05:00 | 0.1734 | 0 | 0.1734 | 23.815 | 43.765 | 3.985 | 1018.42
06/07/2020 06:00 | 20.937 | 10.8152 | 20.3007 | 23.934 | 29.896 | 3.6539 | 1018.19
06/07/2020 07:00 | 186.78 | 264.4741 | 109.7673 | 26.315 | 90.221 | 3.8389 | 1017.87
06/07/2020 08:00 | 490.14 | 686.8638 | 134.1904 | 28.403 | 136.46 | 3.8335 | 1017.48
06/07/2020 09:00 | 706.88 | 788.4902 | 150.3925 | 28.754 | 138.17 | 4.7514 | 1017.1
06/07/2020 10:00 | 866.8 | 823.4782 | 168.984 | 28.805 | 153.72 | 4.7556 | 1016.71
06/07/2020 11:00 | 971.3 | 850.2013 | 177.7023 | 29.078 | 158.5 | 5.7935 | 1016.3
06/07/2020 12:00 | 1010.4 | 869.8914 | 177.1292 | 29.331 | 149.43 | 5.5954 | 1015.96
06/07/2020 13:00 | 968.7 | 868.6508 | 170.2582 | 29.441 | 159.69 | 5.3362 | 1015.66
06/07/2020 14:00 | 850.9 | 846.21 | 157.1139 | 29.37 | 165.59 | 6.1101 | 1015.25
06/07/2020 15:00 | 676.83 | 810.938 | 136.1138 | 29.314 | 147.65 | 5.3703 | 1014.78
06/07/2020 16:00 | 452.56 | 717.3348 | 115.0332 | 29.141 | 146.43 | 5.1053 | 1014.51
06/07/2020 17:00 | 184.7 | 391.3692 | 88.2979 | 28.768 | 194.95 | 4.2308 | 1014.34
06/07/2020 18:00 | 6.2058 | 12.4347 | 5.134 | 27.786 | 182.51 | 4.136 | 1014.18
06/07/2020 19:00 | 0 | 0 | 0 | 26.541 | 35.207 | 5.4033 | 1014.06
06/07/2020 20:00 | 0 | 0 | 0 | 25.188 | 97.682 | 5.8172 | 1013.99
06/07/2020 21:00 | 0 | 0 | 0 | 23.86 | 75.13 | 5.9634 | 1014.2
06/07/2020 22:00 | 0 | 0 | 0 | 23.155 | 79.721 | 6.1498 | 1014.15
06/07/2020 23:00 | 0 | 0 | 0 | 23.123 | 66.4912 | 5.1194 | 1014.1
07/07/2020 00:00 | 0 | 0 | 0 | 22.582 | 84.0336 | 5.763 | 1014.16
07/07/2020 01:00 | 0 | 0 | 0 | 22.568 | 84.437 | 5.2149 | 1014.39
07/07/2020 02:00 | 0 | 0 | 0 | 22.401 | 55.119 | 5.5625 | 1014.8
07/07/2020 03:00 | 0 | 0 | 0 | 22.22 | 60.748 | 4.8753 | 1015.18
07/07/2020 04:00 | 0 | 0 | 0 | 21.724 | 53.367 | 5.3771 | 1015.36
07/07/2020 05:00 | 0 | 0 | 0 | 21.455 | 63.355 | 4.6274 | 1015.54
07/07/2020 06:00 | 29.976 | 6.3462 | 25.7619 | 21.724 | 106.495 | 4.4041 | 1015.68
07/07/2020 07:00 | 258.48 | 543.7701 | 97.223 | 24.883 | 38.57 | 4.6263 | 1016.03
07/07/2020 08:00 | 500.75 | 730.6362 | 123.066 | 28.036 | 131.3 | 4.7106 | 1016.19
07/07/2020 09:00 | 716.34 | 814.5529 | 142.5966 | 29.115 | 137.28 | 4.9428 | 1016.29
07/07/2020 10:00 | 879.2 | 848.8866 | 161.1606 | 28.909 | 132.84 | 5.6986 | 1016.41
07/07/2020 11:00 | 984 | 871.9646 | 171.6198 | 29.048 | 151.81 | 5.9806 | 1016.47
07/07/2020 12:00 | 1017.5 | 882.4079 | 174.0045 | 29.495 | 143.52 | 6.2416 | 1016.41
07/07/2020 13:00 | 966.1 | 868.6632 | 169.6268 | 29.493 | 143.9 | 6.4139 | 1016.43
07/07/2020 14:00 | 855.8 | 859.763 | 153.107 | 29.362 | 141.91 | 5.7265 | 1016.65
07/07/2020 15:00 | 683.34 | 833.7793 | 129.7914 | 29.262 | 125.05 | 5.8244 | 1016.82
07/07/2020 16:00 | 417.61 | 584.1061 | 141.3055 | 28.892 | 129.43 | 6.2175 | 1017.01
07/07/2020 17:00 | 289.54 | 1002.951 | 47.7741 | 28.469 | 118.42 | 5.4525 | 1017.33
07/07/2020 18:00 | 5.0017 | 6.2924 | 4.1983 | 27.572 | 118.23 | 4.9653 | 1017.64
07/07/2020 19:00 | 0 | 0 | 0 | 26.233 | 100.34 | 5.0274 | 1017.76
07/07/2020 20:00 | 0 | 0 | 0 | 25.196 | 79.558 | 5.4263 | 1017.65
07/07/2020 21:00 | 0 | 0 | 0 | 24.944 | 62.445 | 5.5933 | 1017.49
07/07/2020 22:00 | 0 | 0 | 0 | 24.306 | 59.718 | 4.9322 | 1017.59
07/07/2020 23:00 | 0 | 0 | 0 | 23.388 | 61.964 | 4.5518 | 1017.65
08/07/2020 00:00 | 0 | 0 | 0 | 22.526 | 76.587 | 4.2155 | 1017.71
08/07/2020 01:00 | 0 | 0 | 0 | 22.154 | 59.737 | 4.4541 | 1017.78
08/07/2020 02:00 | 0 | 0 | 0 | 22.494 | 37.746 | 4.864 | 1017.95
08/07/2020 03:00 | 0 | 0 | 0 | 22.131 | 75.0664 | 4.5056 | 1017.94
08/07/2020 04:00 | 0 | 0 | 0 | 22.67 | 35.382 | 5.0558 | 1017.91
08/07/2020 05:00 | 0 | 0 | 0 | 22.033 | 69.841 | 5.4361 | 1017.79
08/07/2020 06:00 | 28.498 | 23.3918 | 25.7138 | 23.49 | 59.502 | 5.4793 | 1017.56
08/07/2020 07:00 | 338.28 | 958.3275 | 55.8162 | 26.665 | 119.755 | 5.67 | 1017.19
08/07/2020 08:00 | 500.16 | 733.8874 | 121.8242 | 27.912 | 125.47 | 5.5447 | 1016.52
08/07/2020 09:00 | 717.04 | 819.7724 | 140.7638 | 28.203 | 119.01 | 6.5805 | 1015.9
08/07/2020 10:00 | 883.3 | 858.7553 | 158.2443 | 29.092 | 128 | 7.4634 | 1015.41
08/07/2020 11:00 | 971.71 | 797.4167 | 229.8964 | 28.988 | 127.07 | 8.0948 | 1014.95
08/07/2020 12:00 | 810.82 | 483.5953 | 349.5388 | 29.172 | 124.56 | 7.6028 | 1014.42
08/07/2020 13:00 | 923.94 | 793.7792 | 198.2962 | 29.262 | 123.38 | 8.4438 | 1014
08/07/2020 14:00 | 858.5 | 869.1415 | 150.4631 | 28.898 | 119.1 | 7.8963 | 1013.63
08/07/2020 15:00 | 681.49 | 836.8037 | 128.3575 | 29.268 | 120.2 | 8.3961 | 1013.01
08/07/2020 16:00 | 452.37 | 742.0012 | 107.9611 | 28.637 | 120.59 | 8.2276 | 1012.52
08/07/2020 17:00 | 205.16 | 526.7615 | 79.8292 | 27.902 | 119.16 | 7.6747 | 1012.37
08/07/2020 18:00 | 4.9996 | 8.5967 | 3.9903 | 26.969 | 108.625 | 6.7188 | 1012.19
08/07/2020 19:00 | 0 | 0 | 0 | 26.231 | 103.78 | 7.0043 | 1011.76
08/07/2020 20:00 | 0 | 0 | 0 | 25.61 | 109.69 | 6.8574 | 1011.33
08/07/2020 21:00 | 0 | 0 | 0 | 25.326 | 104.37 | 6.7022 | 1010.94
08/07/2020 22:00 | 0 | 0 | 0 | 24.866 | 88.234 | 7.0205 | 1010.3
08/07/2020 23:00 | 0 | 0 | 0 | 24.433 | 95.72 | 6.0686 | 1009.9
09/07/2020 00:00 | 0 | 0 | 0 | 24.681 | 89.004 | 5.9103 | 1009.28
09/07/2020 01:00 | 0 | 0 | 0 | 24.903 | 90.397 | 5.8158 | 1008.47
09/07/2020 02:00 | 0 | 0 | 0 | 24.659 | 113.41 | 6.0791 | 1008.2
09/07/2020 03:00 | 0 | 0 | 0 | 24.255 | 111.16 | 6.2679 | 1007.81
09/07/2020 04:00 | 0 | 0 | 0 | 24.711 | 98.78 | 6.3936 | 1007.4
09/07/2020 05:00 | 0 | 0 | 0 | 23.864 | 99.3 | 5.4368 | 1007.03
09/07/2020 06:00 | 11.952 | 2.8627 | 11.7899 | 23.782 | 85.205 | 5.46 | 1006.69
09/07/2020 07:00 | 249.54 | 501.6233 | 102.1259 | 26.083 | 115.22 | 5.1893 | 1006.32
09/07/2020 08:00 | 509.77 | 771.6676 | 112.8359 | 27.415 | 103.39 | 5.6558 | 1005.74
09/07/2020 09:00 | 712.65 | 813.3513 | 142.0428 | 28.07 | 106.695 | 6.4727 | 1005.33
09/07/2020 10:00 | 872.1 | 843.0389 | 161.7455 | 28.059 | 112.44 | 5.7974 | 1004.76
09/07/2020 11:00 | 969.8 | 857.5083 | 174.0019 | 28.921 | 118.35 | 5.7256 | 1004.17
09/07/2020 12:00 | 1002.7 | 869.0684 | 175.5655 | 28.837 | 125.01 | 6.567 | 1003.6
09/07/2020 13:00 | 956.3 | 862.1784 | 169.8551 | 28.696 | 120.47 | 6.6559 | 1003.19
09/07/2020 14:00 | 851.8 | 863.0805 | 151.0039 | 28.745 | 124.84 | 6.4501 | 1002.98
09/07/2020 15:00 | 677.3 | 834.5927 | 128.0987 | 28.43 | 125.78 | 6.6204 | 1002.58
09/07/2020 16:00 | 448.26 | 738.7641 | 107.7409 | 28.226 | 126.625 | 5.2875 | 1002.42
09/07/2020 17:00 | 199.95 | 508.6848 | 80.6668 | 27.29 | 125.42 | 5.5338 | 1002.37
09/07/2020 18:00 | 4.7204 | 0 | 3.2484 | 26.352 | 113.72 | 5.5567 | 1002.42
09/07/2020 19:00 | 0 | 0 | 0 | 24.847 | 100.08 | 5.0285 | 1002.32
09/07/2020 20:00 | 0 | 0 | 0 | 23.742 | 92.835 | 4.5522 | 1002.1
09/07/2020 21:00 | 0 | 0 | 0 | 24.039 | 98.703 | 5.5246 | 1002.05
09/07/2020 22:00 | 0 | 0 | 0 | 24.745 | 124.99 | 4.8634 | 1001.88
09/07/2020 23:00 | 0 | 0 | 0 | 24.034 | 102.54 | 4.649 | 1001.64
10/07/2020 00:00 | 0 | 0 | 0 | 24.163 | 91.24 | 5.3704 | 1001.39
10/07/2020 01:00 | 0 | 0 | 0 | 24.263 | 100.08 | 5.4318 | 1001.22
10/07/2020 02:00 | 0 | 0 | 0 | 24.12 | 95.75 | 5.7538 | 1001.06
10/07/2020 03:00 | 0 | 0 | 0 | 23.854 | 98.364 | 5.4224 | 1000.81
10/07/2020 04:00 | 0 | 0 | 0 | 23.655 | 93.195 | 5.3526 | 1000.67
10/07/2020 05:00 | 0 | 0 | 0 | 23.561 | 87.531 | 5.9167 | 1000.57
10/07/2020 06:00 | 12.536 | 3.261 | 12.3534 | 23.41 | 91.054 | 6.077 | 1000.46
10/07/2020 07:00 | 240.17 | 449.0526 | 108.8332 | 25.13 | 94.345 | 5.9669 | 1000.35
10/07/2020 08:00 | 498.54 | 738.3857 | 119.7939 | 27.14 | 101.596 | 6.685 | 1000.38
10/07/2020 09:00 | 764.04 | 903.4475 | 132.1086 | 27.917 | 113.17 | 6.502 | 1000.54
10/07/2020 10:00 | 871.3 | 845.0432 | 160.6272 | 28.387 | 130.36 | 6.3246 | 1000.64
10/07/2020 11:00 | 965.6 | 854.4641 | 174.2314 | 28.363 | 123.88 | 8.3363 | 1000.76
10/07/2020 12:00 | 1005 | 875.5423 | 173.5895 | 28.755 | 129.89 | 9.1434 | 1001
10/07/2020 13:00 | 643.14 | 271.1182 | 396.5017 | 28.592 | 123.14 | 8.6145 | 1001.07
10/07/2020 14:00 | 797.86 | 714.8884 | 218.9629 | 28.32 | 125.57 | 8.6467 | 1000.98
10/07/2020 15:00 | 245.07 | 12.8789 | 236.6353 | 27.406 | 123.825 | 8.5233 | 1000.91
10/07/2020 16:00 | 529.76 | 964.9052 | 87.6617 | 27.961 | 123.72 | 7.9362 | 1001.01
10/07/2020 17:00 | 187.69 | 433.0966 | 87.6048 | 26.918 | 120.97 | 7.6117 | 1001.2
10/07/2020 18:00 | 4.1281 | 0 | 2.6957 | 26.018 | 117.02 | 8.3868 | 1001.48
10/07/2020 19:00 | 0 | 0 | 0 | 24.763 | 99.12 | 7.3064 | 1001.71
10/07/2020 20:00 | 0 | 0 | 0 | 24.249 | 96.6 | 7.2244 | 1001.98
10/07/2020 21:00 | 0 | 0 | 0 | 24.784 | 93.42 | 7.7443 | 1002.33
10/07/2020 22:00 | 0 | 0 | 0 | 24.716 | 101.58 | 8.0975 | 1002.51
10/07/2020 23:00 | 0 | 0 | 0 | 25.143 | 96.137 | 7.2845 | 1002.76
11/07/2020 00:00 | 0 | 0 | 0 | 25.313 | 109.55 | 8.2117 | 1003.09
11/07/2020 01:00 | 0 | 0 | 0 | 24.809 | 89.895 | 8.1958 | 1003.54
11/07/2020 02:00 | 0 | 0 | 0 | 25.026 | 108.86 | 8.2636 | 1003.91
11/07/2020 03:00 | 0 | 0 | 0 | 24.633 | 87.747 | 7.9971 | 1004.13
11/07/2020 04:00 | 0 | 0 | 0 | 24.62 | 89.297 | 8.9394 | 1004.46
11/07/2020 05:00 | 0 | 0 | 0 | 24.713 | 103.31 | 9.348 | 1004.91
11/07/2020 06:00 | 8.0695 | 1.6126 | 7.963 | 24.571 | 87.157 | 8.6275 | 1005.28
11/07/2020 07:00 | 112.897 | 20.352 | 106.8186 | 24.59 | 117.31 | 8.8916 | 1005.43
11/07/2020 08:00 | 420.47 | 455.9731 | 189.5892 | 27.205 | 91.529 | 8.8383 | 1005.45
11/07/2020 09:00 | 412.92 | 142.5269 | 312.7385 | 27.442 | 109.925 | 9.5861 | 1005.55
11/07/2020 10:00 | 856.58 | 817.3405 | 170.698 | 28.924 | 113.73 | 10.1204 | 1005.58
11/07/2020 11:00 | 1014.82 | 891.0664 | 191.0804 | 29.177 | 114.65 | 9.6916 | 1005.48
11/07/2020 12:00 | 812.52 | 508.8482 | 330.4834 | 28.772 | 119.08 | 10.6391 | 1005.33
11/07/2020 13:00 | 742.73 | 482.431 | 306.062 | 28.252 | 117.085 | 10.5042 | 1005.4
11/07/2020 14:00 | 730.43 | 593.8289 | 251.056 | 28.664 | 116.5 | 9.6358 | 1005.84
11/07/2020 15:00 | 466.06 | 311.1123 | 263.0386 | 27.89 | 118.53 | 8.6705 | 1005.93
11/07/2020 16:00 | 175.44 | 21.7834 | 165.4647 | 27.284 | 114.86 | 7.6136 | 1005.62
11/07/2020 17:00 | 139.09 | 168.0234 | 99.7332 | 27.288 | 114.04 | 7.6421 | 1005.31
11/07/2020 18:00 | 3.19 | 0 | 1.8508 | 26.471 | 111.11 | 8.4534 | 1005.16
11/07/2020 19:00 | 0 | 0 | 0 | 25.589 | 100.52 | 9.1196 | 1004.96
11/07/2020 20:00 | 0 | 0 | 0 | 25.144 | 103.55 | 9.9789 | 1004.79
11/07/2020 21:00 | 0 | 0 | 0 | 25.098 | 109.555 | 9.8459 | 1004.76
11/07/2020 22:00 | 0 | 0 | 0 | 24.677 | 101.81 | 8.8525 | 1004.48
11/07/2020 23:00 | 0 | 0 | 0 | 24.612 | 101.36 | 9.0575 | 1004.21
12/07/2020 00:00 | 0 | 0 | 0 | 24.511 | 93.23 | 9.7908 | 1004.06
12/07/2020 01:00 | 0 | 0 | 0 | 24.278 | 101.28 | 9.6995 | 1004
12/07/2020 02:00 | 0 | 0 | 0 | 24.341 | 88.71 | 8.9907 | 1004.02
12/07/2020 03:00 | 0 | 0 | 0 | 24.255 | 95.67 | 8.4312 | 1004.14
12/07/2020 04:00 | 0 | 0 | 0 | 24.831 | 105.25 | 8.8232 | 1004.31
12/07/2020 05:00 | 0 | 0 | 0 | 24.969 | 92.351 | 8.3725 | 1004.38
12/07/2020 06:00 | 11.3448 | 2.8728 | 11.1864 | 24.931 | 95.935 | 8.0278 | 1004.37
12/07/2020 07:00 | 90.41 | 7.0505 | 88.3891 | 25.714 | 96.99 | 8.4725 | 1004.15
12/07/2020 08:00 | 352.37 | 258.9132 | 219.9028 | 26.676 | 104.57 | 9.3271 | 1003.63
12/07/2020 09:00 | 707.85 | 788.6362 | 159.0919 | 28.285 | 104.94 | 9.9382 | 1003.06
12/07/2020 10:00 | 898.47 | 872.8554 | 167.8424 | 29.093 | 110.12 | 10.728 | 1002.39
12/07/2020 11:00 | 1040 | 932.5596 | 179.9674 | 29.932 | 121.06 | 11.2148 | 1001.62
12/07/2020 12:00 | 542.62 | 107.7356 | 440.7845 | 28.481 | 111.19 | 11.5142 | 1001.04
12/07/2020 13:00 | 447.66 | 52.683 | 399.9767 | 28.337 | 107.28 | 12.6131 | 1000.77
12/07/2020 14:00 | 240.4 | 5.9372 | 235.6249 | 27.726 | 107.65 | 12.1391 | 1000.96
12/07/2020 15:00 | 143.66 | 3.2017 | 141.585 | 27.029 | 110 | 10.1563 | 1000.96
12/07/2020 16:00 | 122.41 | 5.0636 | 120.1434 | 26.755 | 107.25 | 10.5818 | 1001.19
12/07/2020 17:00 | 52.497 | 3.6068 | 51.6794 | 26.647 | 113.33 | 9.8692 | 1001.65
12/07/2020 18:00 | 0.7183 | 0.69879 | 0.62055 | 26.365 | 103.78 | 10.1812 | 1002.34
12/07/2020 19:00 | 0 | 0 | 0 | 26.148 | 102.46 | 9.6747 | 1003.1
12/07/2020 20:00 | 0 | 0 | 0 | 26.113 | 107.3 | 8.8153 | 1003.68
12/07/2020 21:00 | 0 | 0 | 0 | 25.731 | 96.622 | 7.8481 | 1003.97
12/07/2020 22:00 | 0 | 0 | 0 | 25.479 | 106.385 | 7.5123 | 1004.19
12/07/2020 23:00 | 0 | 0 | 0 | 25.313 | 91.74 | 8.32 | 1004.65
13/07/2020 00:00 | 0 | 0 | 0 | 25.265 | 100.075 | 7.6102 | 1005.24
13/07/2020 01:00 | 0 | 0 | 0 | 24.962 | 106.49 | 9.583 | 1006.16
13/07/2020 02:00 | 0 | 0 | 0 | 25.051 | 96 | 9.6326 | 1007.34
13/07/2020 03:00 | 0 | 0 | 0 | 25.187 | 93.08 | 8.9678 | 1008.29
13/07/2020 04:00 | 0 | 0 | 0 | 25.6 | 87.437 | 7.7309 | 1008.98
13/07/2020 05:00 | 0 | 0 | 0 | 24.659 | 79.142 | 7.486 | 1009.6
13/07/2020 06:00 | 0.0578 | 0.0002531 | 0.057783 | 24.738 | 87.953 | 5.8661 | 1010.09
13/07/2020 07:00 | 23.241 | 0.42684 | 23.1167 | 23.559 | 84.724 | 6.2252 | 1010.35
13/07/2020 08:00 | 204.29 | 18.3428 | 194.9376 | 24.584 | 125.99 | 7.4514 | 1010.58
13/07/2020 09:00 | 426.17 | 150.5972 | 321.9464 | 26.784 | 104.14 | 7.5598 | 1010.81
13/07/2020 10:00 | 453.39 | 81.781 | 385.0885 | 26.514 | 121.13 | 8.3344 | 1010.81
13/07/2020 11:00 | 895.18 | 668.9638 | 280.3121 | 28.138 | 118.42 | 8.4916 | 1010.65
13/07/2020 12:00 | 678.33 | 289.2703 | 405.6426 | 28.537 | 117.325 | 8.5265 | 1010.44
13/07/2020 13:00 | 750.91 | 477.7553 | 319.5666 | 30.773 | 125.699 | 8.409 | 1010.3
13/07/2020 14:00 | 886.86 | 859.968 | 199.8254 | 30.485 | 135.91 | 7.7683 | 1009.57
13/07/2020 15:00 | 685.22 | 826.2 | 150.3151 | 30 | 130.125 | 8.3236 | 1008.7
13/07/2020 16:00 | 245.5 | 115.5765 | 194.6288 | 29.258 | 122.92 | 7.8985 | 1008.17
13/07/2020 17:00 | 103.01 | 39.194 | 94.3221 | 29.263 | 119.21 | 8.2594 | 1007.7
13/07/2020 18:00 | 0.9943 | 0 | 0.78773 | 28.029 | 112.995 | 6.6394 | 1006.87
13/07/2020 19:00 | 0 | 0 | 0 | 27.089 | 160.242 | 6.3923 | 1004.85
13/07/2020 20:00 | 0 | 0 | 0 | 25.969 | 83.475 | 6.7895 | 1002.66
13/07/2020 21:00 | 0 | 0 | 0 | 25.639 | 133.28 | 6.2138 | 1001.21
13/07/2020 22:00 | 0 | 0 | 0 | 25.86 | 263.64 | 8.2263 | 1000.69
13/07/2020 23:00 | 0 | 0 | 0 | 25.143 | 322.6 | 8.612 | 1000.57
14/07/2020 00:00 | 0 | 0 | 0 | 24.433 | 105.462 | 8.2851 | 1000.63
14/07/2020 01:00 | 0 | 0 | 0 | 24.936 | 51.173 | 7.7742 | 1001.03
14/07/2020 02:00 | 0 | 0 | 0 | 23.792 | 52.507 | 7.323 | 1001.78
14/07/2020 03:00 | 0 | 0 | 0 | 23.662 | 166.634 | 7.0141 | 1002.6
14/07/2020 04:00 | 0 | 0 | 0 | 23.539 | 255.282 | 6.7166 | 1003.75
14/07/2020 05:00 | 0 | 0 | 0 | 23.447 | 111.8811 | 6.4705 | 1005.04
14/07/2020 06:00 | 20.618 | 18.957 | 19.6343 | 23.597 | 46.463 | 6.7096 | 1006.36
14/07/2020 07:00 | 251.84 | 570.1588 | 87.4584 | 26.422 | 106.81 | 6.6537 | 1007.55
14/07/2020 08:00 | 499.46 | 750.7589 | 120.2693 | 28.017 | 119.89 | 6.9779 | 1008.6
14/07/2020 09:00 | 708.34 | 822.8586 | 137.2556 | 28.719 | 123.66 | 6.6932 | 1009.8
14/07/2020 10:00 | 871.1 | 858.3499 | 155.1938 | 29.358 | 122.7933 | 6.9287 | 1010.9
14/07/2020 11:00 | 635.85 | 351.864 | 312.119 | 29.823 | 109.875 | 6.6017 | 1011.64
14/07/2020 12:00 | 1042.81 | 896.9828 | 199.1509 | 29.613 | 122.79 | 6.4837 | 1012.31
14/07/2020 13:00 | 804.37 | 582.7538 | 279.3943 | 29.902 | 125.825 | 6.4696 | 1013.05
14/07/2020 14:00 | 829.9 | 852.6348 | 149.722 | 29.469 | 131.47 | 6.7402 | 1013.71
14/07/2020 15:00 | 653.82 | 818.9068 | 127.7422 | 29.008 | 119.54 | 6.1368 | 1013.81
14/07/2020 16:00 | 143.966 | 45.1469 | 123.2923 | 28.521 | 122.58 | 6.2789 | 1014.08
14/07/2020 17:00 | 98.41 | 33.9752 | 91.047 | 27.363 | 110.69 | 4.6996 | 1014.59
14/07/2020 18:00 | 0.764 | 0 | 0.54732 | 26.596 | 111.76 | 3.7439 | 1015.01
14/07/2020 19:00 | 0 | 0 | 0 | 25.865 | 102.87 | 3.9986 | 1015.47
14/07/2020 20:00 | 0 | 0 | 0 | 25.871 | 108.46 | 4.2787 | 1015.55
14/07/2020 21:00 | 0 | 0 | 0 | 25.532 | 99.39 | 4.158 | 1015.54
14/07/2020 22:00 | 0 | 0 | 0 | 25.287 | 108.18 | 4.4598 | 1015.44
14/07/2020 23:00 | 0 | 0 | 0 | 24.866 | 99.738 | 4.8235 | 1015.28
15/07/2020 00:00 | 0 | 0 | 0 | 24.949 | 92.66 | 4.9793 | 1015.1
15/07/2020 01:00 | 0 | 0 | 0 | 23.955 | 98.555 | 5.303 | 1014.8
15/07/2020 02:00 | 0 | 0 | 0 | 23.871 | 97.242 | 5.3736 | 1014.54
15/07/2020 03:00 | 0 | 0 | 0 | 24.796 | 98.815 | 6.2357 | 1014.27
15/07/2020 04:00 | 0 | 0 | 0 | 24.97 | 94.0215 | 5.8406 | 1014.13
15/07/2020 05:00 | 0 | 0 | 0 | 23.107 | 70.49 | 5.7347 | 1014.07
15/07/2020 06:00 | 13.909 | 6.0916 | 13.6323 | 24.041 | 65.5965 | 5.7601 | 1014.01
15/07/2020 07:00 | 247.77 | 540.0394 | 93.4465 | 25.854 | 81.0505 | 6.8967 | 1013.93
15/07/2020 08:00 | 495.15 | 753.6651 | 113.8901 | 28.367 | 117 | 6.9707 | 1013.73
15/07/2020 09:00 | 692.65 | 791.4072 | 144.8436 | 30.073 | 97.314 | 6.9071 | 1013.64
15/07/2020 10:00 | 852.4 | 829.3837 | 162.1621 | 29.724 | 115.78 | 6.9279 | 1013.49
15/07/2020 11:00 | 957.8 | 859.7565 | 170.1462 | 29.669 | 117.83 | 7.5826 | 1013.46
15/07/2020 12:00 | 991.3 | 874.6214 | 170.8212 | 30.018 | 116.125 | 7.255 | 1013.23
15/07/2020 13:00 | 747.87 | 547.7353 | 257.1527 | 29.773 | 121.71 | 6.8205 | 1012.82
15/07/2020 14:00 | 896.2 | 941.7483 | 147.8378 | 31.247 | 123.565 | 6.7106 | 1012.79
15/07/2020 15:00 | 628.14 | 756.3515 | 144.2475 | 30.989 | 187.71 | 6.2383 | 1012.75
15/07/2020 16:00 | 413.17 | 676.3626 | 114.9755 | 31.096 | 287.48 | 5.5127 | 1012.68
15/07/2020 17:00 | 156.29 | 304.7998 | 91.909 | 29.341 | 116.01 | 5.5874 | 1012.65
15/07/2020 18:00 | 0.3008 | 0 | 0.3008 | 27.88 | 90.026 | 6.0885 | 1012.75
15/07/2020 19:00 | 0 | 0 | 0 | 26.398 | 91.402 | 6.187 | 1012.89
15/07/2020 20:00 | 0 | 0 | 0 | 24.295 | 81.204 | 6.8578 | 1012.78
15/07/2020 21:00 | 0 | 0 | 0 | 24.196 | 174.6 | 6.1837 | 1012.82
15/07/2020 22:00 | 0 | 0 | 0 | 22.457 | 64.312 | 6.6665 | 1012.77
15/07/2020 23:00 | 0 | 0 | 0 | 24.065 | 111.55 | 6.6764 | 1012.69
16/07/2020 00:00 | 0 | 0 | 0 | 23.753 | 104.37 | 6.5165 | 1012.67
16/07/2020 01:00 | 0 | 0 | 0 | 24.192 | 99.31 | 6.5926 | 1012.7
16/07/2020 02:00 | 0 | 0 | 0 | 23.749 | 82.1355 | 6.0023 | 1012.91
16/07/2020 03:00 | 0 | 0 | 0 | 23.72 | 90.15 | 6.1654 | 1013.1
16/07/2020 04:00 | 0 | 0 | 0 | 23.902 | 94.187 | 6.5828 | 1013.35
16/07/2020 05:00 | 0 | 0 | 0 | 23.825 | 96.818 | 5.7121 | 1013.59
16/07/2020 06:00 | 12.388 | 4.3446 | 12.1803 | 23.351 | 97.46 | 6.0547 | 1013.8
16/07/2020 07:00 | 253.39 | 587.1478 | 86.3167 | 25.486 | 83.327 | 5.234 | 1013.77
16/07/2020 08:00 | 494.76 | 758.1363 | 112.4062 | 27.651 | 101.515 | 5.4024 | 1013.37
16/07/2020 09:00 | 698.88 | 810.5588 | 139.0814 | 28.235 | 124.27 | 6.3126 | 1013.35
16/07/2020 10:00 | 686.56 | 544.9817 | 234.9339 | 28.131 | 122.42 | 7.0308 | 1013.19
16/07/2020 11:00 | 943.4 | 841.7334 | 174.093 | 27.999 | 124.39 | 6.598 | 1012.92
16/07/2020 12:00 | 1005.6 | 866.3439 | 194.963 | 28.415 | 124.77 | 6.6337 | 1012.48
16/07/2020 13:00 | 899.97 | 753.9204 | 226.4263 | 27.66 | 134.95 | 6.9308 | 1012.24
16/07/2020 14:00 | 750.57 | 699.2265 | 197.4486 | 27.152 | 143.09 | 6.4318 | 1011.8
16/07/2020 15:00 | 664.42 | 829.0986 | 137.9489 | 27.953 | 143.52 | 6.4079 | 1011.37
16/07/2020 16:00 | 513.12 | 978.024 | 85.9712 | 28.016 | 125.845 | 5.8195 | 1011.12
16/07/2020 17:00 | 206.12 | 755.068 | 49.098 | 26.979 | 127.87 | 6.2653 | 1010.87
16/07/2020 18:00 | 0.6836 | 0 | 0.6836 | 26.169 | 99.49 | 6.3598 | 1010.88
16/07/2020 19:00 | 0 | 0 | 0 | 25.459 | 261.185 | 6.4229 | 1010.9
16/07/2020 20:00 | 0 | 0 | 0 | 25.097 | 128.253 | 5.6169 | 1010.47
16/07/2020 21:00 | 0 | 0 | 0 | 24.462 | 49.402 | 6.341 | 1009.92
16/07/2020 22:00 | 0 | 0 | 0 | 23.408 | 343.65 | 6.5769 | 1009.4
16/07/2020 23:00 | 0 | 0 | 0 | 23.372 | 79.778 | 6.3224 | 1009.03
17/07/2020 00:00 | 0 | 0 | 0 | 22.627 | 201.203 | 5.8372 | 1008.7
17/07/2020 01:00 | 0 | 0 | 0 | 22.93 | 57.729 | 6.2312 | 1008.3
17/07/2020 02:00 | 0 | 0 | 0 | 22.719 | 85.099 | 7.1357 | 1007.95
17/07/2020 03:00 | 0 | 0 | 0 | 22.402 | 86.61 | 7.375 | 1007.71
17/07/2020 04:00 | 0 | 0 | 0 | 21.376 | 77.68 | 7.163 | 1007.79
17/07/2020 05:00 | 0 | 0 | 0 | 21.54 | 84.93 | 7.191 | 1007.87
17/07/2020 06:00 | 9.8424 | 2.9518 | 9.7074 | 21.58 | 126.894 | 7.1041 | 1007.85
17/07/2020 07:00 | 237.36 | 486.2672 | 99.6989 | 24.439 | 114.441 | 7.3464 | 1007.8
17/07/2020 08:00 | 336.22 | 273.4794 | 196.3542 | 27.359 | 108.665 | 7.0145 | 1007.71
17/07/2020 09:00 | 751.04 | 836.8318 | 176.3961 | 27.137 | 117.26 | 7.9134 | 1007.47
17/07/2020 10:00 | 809.39 | 744.5553 | 191.8815 | 28.627 | 120.205 | 7.8883 | 1006.9
17/07/2020 11:00 | 956.1 | 864.4383 | 167.942 | 28.822 | 125 | 7.8097 | 1006.42
17/07/2020 12:00 | 940.36 | 791.1012 | 202.1275 | 29.036 | 126.715 | 8.7886 | 1006.19
17/07/2020 13:00 | 987.5 | 919.5081 | 168.0064 | 29.104 | 122.815 | 9.3866 | 1006.13
17/07/2020 14:00 | 785.65 | 760.2309 | 185.2387 | 27.304 | 117.1 | 8.0344 | 1006.14
17/07/2020 15:00 | 370.08 | 129.8779 | 287.2755 | 27.11 | 105.24 | 7.68 | 1005.99
17/07/2020 16:00 | 123.04 | 5.2653 | 120.759 | 26.128 | 110.97 | 7.7547 | 1005.72
17/07/2020 17:00 | 51.67 | 4.1104 | 50.8229 | 25.64 | 117.49 | 7.7998 | 1005.64
17/07/2020 18:00 | 0.081 | 0 | 0.081 | 24.441 | 95.84 | 7.175 | 1005.67
17/07/2020 19:00 | 0.1754 | 0 | 0.1754 | 24.554 | 99.89 | 6.4185 | 1005.25
17/07/2020 20:00 | 0 | 0 | 0 | 24.053 | 108.16 | 6.4287 | 1004.8
17/07/2020 21:00 | 0 | 0 | 0 | 24.313 | 105.57 | 5.3704 | 1004.39
17/07/2020 22:00 | 0 | 0 | 0 | 24.324 | 103.515 | 5.4763 | 1003.97
17/07/2020 23:00 | 0 | 0 | 0 | 23.937 | 91.503 | 6.4934 | 1003.69
18/07/2020 00:00 | 0 | 0 | 0 | 24.092 | 106.25 | 5.7659 | 1003.28
18/07/2020 01:00 | 0 | 0 | 0 | 24.134 | 80.383 | 6.9345 | 1002.92
18/07/2020 02:00 | 0 | 0 | 0 | 24.447 | 97.386 | 6.573 | 1002.28
18/07/2020 03:00 | 0 | 0 | 0 | 22.548 | 49.399 | 6.457 | 1001.77
18/07/2020 04:00 | 0 | 0 | 0 | 22.409 | 48.554 | 7.053 | 1001.21
18/07/2020 05:00 | 0 | 0 | 0 | 23.736 | 112.17 | 7.2466 | 1000.74
18/07/2020 06:00 | 14.295 | 7.3916 | 13.9332 | 24.258 | 116.14 | 8.5871 | 1000.19
18/07/2020 07:00 | 231.11 | 452.4802 | 103.5233 | 25.943 | 118.73 | 8.6196 | 999.357
18/07/2020 08:00 | 471.98 | 686.101 | 128.0117 | 27.526 | 135.145 | 9.2341 | 998.846
18/07/2020 09:00 | 684.47 | 785.0098 | 144.9525 | 28.485 | 113.68 | 10.1156 | 998.295
18/07/2020 10:00 | 835.3 | 809.1877 | 166.4411 | 29.655 | 118.225 | 9.2508 | 997.931
18/07/2020 11:00 | 932.2 | 831.6064 | 175.8185 | 29.605 | 114.75 | 10.9281 | 997.719
18/07/2020 12:00 | 959.8 | 841.2596 | 176.9068 | 29.93 | 121.49 | 9.4541 | 997.789
18/07/2020 13:00 | 907.8 | 827.1511 | 173.0425 | 29.494 | 125.71 | 9.8873 | 998.038
18/07/2020 14:00 | 863.2 | 917.0654 | 142.7854 | 29.176 | 116.615 | 9.7682 | 998.268
18/07/2020 15:00 | 683.93 | 907.1473 | 113.3304 | 29.196 | 119.48 | 9.8341 | 998.257
18/07/2020 16:00 | 197.47 | 41.5429 | 179.37 | 28.127 | 113.98 | 8.9135 | 998.283
18/07/2020 17:00 | 67.39 | 13.6417 | 64.6829 | 27.568 | 108.7 | 7.7528 | 998.463
18/07/2020 18:00 | 0.6773 | 0 | 0.6773 | 26.826 | 108.22 | 8.0589 | 998.505
18/07/2020 19:00 | 0 | 0 | 0 | 25.96 | 111.89 | 8.4441 | 998.516
18/07/2020 20:00 | 0 | 0 | 0 | 25.594 | 107.27 | 8.4799 | 998.661
18/07/2020 21:00 | 0 | 0 | 0 | 25.739 | 110.49 | 8.7848 | 998.514
18/07/2020 22:00 | 0 | 0 | 0 | 25.168 | 109.58 | 8.2454 | 998.055
18/07/2020 23:00 | 0 | 0 | 0 | 24.906 | 109.61 | 9.3181 | 997.74
19/07/2020 00:00 | 0 | 0 | 0 | 24.944 | 114.345 | 9.4233 | 997.27
19/07/2020 01:00 | 0 | 0 | 0 | 24.963 | 109.745 | 8.7568 | 996.834
19/07/2020 02:00 | 0 | 0 | 0 | 25.202 | 96.86 | 8.5444 | 996.512
19/07/2020 03:00 | 0 | 0 | 0 | 25.587 | 120.92 | 8.5389 | 996.19
19/07/2020 04:00 | 0 | 0 | 0 | 24.855 | 222.489 | 8.5702 | 996.177
19/07/2020 05:00 | 0 | 0 | 0 | 24.869 | 128.361 | 8.8507 | 996.283
19/07/2020 06:00 | 7.5644 | 1.9507 | 7.4801 | 24.327 | 110.029 | 8.4516 | 996.525
19/07/2020 07:00 | 54.873 | 2.5248 | 54.1684 | 24.655 | 45.154 | 8.061 | 996.756
19/07/2020 08:00 | 203.94 | 54.2686 | 177.3248 | 26.773 | 142.1 | 7.8027 | 996.973
19/07/2020 09:00 | 374.37 | 86.7547 | 314.8069 | 26.251 | 119.56 | 8.8767 | 997.354
19/07/2020 10:00 | 689.03 | 465.8825 | 304.8592 | 26.994 | 114.51 | 9.8783 | 997.803
19/07/2020 11:00 | 717.41 | 405.0722 | 349.7388 | 27.587 | 122.11 | 10.4542 | 998.509
19/07/2020 12:00 | 501.71 | 81.2973 | 426.2668 | 28.072 | 133.035 | 8.8089 | 999.287
19/07/2020 13:00 | 584.25 | 212.2362 | 396.562 | 27.192 | 115.81 | 8.5375 | 1000.1
19/07/2020 14:00 | 254.98 | 7.7035 | 248.9624 | 26.074 | 114.35 | 8.2205 | 1001.46
19/07/2020 15:00 | 273.63 | 42.1816 | 246.9866 | 27.797 | 113.11 | 8.3065 | 1002.71
19/07/2020 16:00 | 380.12 | 562.3498 | 138.7509 | 27.453 | 115.29 | 7.5297 | 1003.74
19/07/2020 17:00 | 73.182 | 12.4331 | 70.6848 | 26.838 | 113.88 | 7.8693 | 1004.71
19/07/2020 18:00 | 1.2153 | 0 | 1.2153 | 26.738 | 111.53 | 7.6665 | 1005.9
19/07/2020 19:00 | 0 | 0 | 0 | 26.035 | 121.265 | 7.5105 | 1007.03
19/07/2020 20:00 | 0 | 0 | 0 | 25.424 | 115.89 | 7.5984 | 1008.12
19/07/2020 21:00 | 0 | 0 | 0 | 24.713 | 111.26 | 7.1133 | 1009.14
19/07/2020 22:00 | 0 | 0 | 0 | 24.427 | 113.27 | 5.914 | 1009.86
19/07/2020 23:00 | 0 | 0 | 0 | 24.476 | 62.001 | 5.5371 | 1010.45
20/07/2020 00:00 | 0 | 0 | 0 | 25.216 | 127.4 | 5.9807 | 1011.14
20/07/2020 01:00 | 0 | 0 | 0 | 24.052 | 76.075 | 5.7885 | 1011.72
20/07/2020 02:00 | 0 | 0 | 0 | 24.634 | 210.407 | 5.6218 | 1012.12
20/07/2020 03:00 | 0 | 0 | 0 | 23.592 | 161.5752 | 4.995 | 1012.2
20/07/2020 04:00 | 0 | 0 | 0 | 23.597 | 77.757 | 5.2808 | 1012.27
20/07/2020 05:00 | 0 | 0 | 0 | 23.896 | 69.7375 | 4.842 | 1012.41
20/07/2020 06:00 | 11.1119 | 4.5188 | 10.9243 | 23.637 | 81.957 | 4.4773 | 1012.59
20/07/2020 07:00 | 229.95 | 461.096 | 101.2966 | 25.682 | 311.88 | 4.5815 | 1012.66
20/07/2020 08:00 | 462.29 | 660.9441 | 132.9027 | 28.829 | 205.561 | 5.0912 | 1012.6
20/07/2020 09:00 | 668.95 | 755.2895 | 152.4431 | 29.024 | 139.61 | 5.3533 | 1012.76
20/07/2020 10:00 | 824.2 | 796.1728 | 169.2737 | 30.177 | 145.09 | 4.6145 | 1012.64
20/07/2020 11:00 | 831.89 | 660.3166 | 234.1447 | 31.29 | 208.91 | 4.9589 | 1012.22
20/07/2020 12:00 | 980.67 | 848.536 | 195.3472 | 31.416 | 221.71 | 4.6464 | 1011.73
20/07/2020 13:00 | 304.07 | 9.3227 | 295.8437 | 29.709 | 221.7 | 4.1816 | 1011.42
20/07/2020 14:00 | 285.35 | 11.9404 | 276.0509 | 29.563 | 207.58 | 3.5416 | 1011.01
20/07/2020 15:00 | 546.13 | 556.0878 | 197.6364 | 30.631 | 210.94 | 3.8565 | 1010.4
20/07/2020 16:00 | 122.03 | 5.8569 | 119.5599 | 29.698 | 201.48 | 4.5499 | 1009.98
20/07/2020 17:00 | 78.996 | 22.9329 | 74.6564 | 29.406 | 177.99 | 4.7317 | 1009.98
20/07/2020 18:00 | 0 | 0 | 0 | 27.997 | 139.26 | 4.9862 | 1010.01
20/07/2020 19:00 | 0 | 0 | 0 | 26.387 | 94.9495 | 4.7905 | 1009.81
20/07/2020 20:00 | 0 | 0 | 0 | 25.302 | 58.4518 | 4.6122 | 1009.4
20/07/2020 21:00 | 0 | 0 | 0 | 25.231 | 38.914 | 4.6184 | 1008.93
20/07/2020 22:00 | 0 | 0 | 0 | 25.591 | 135.599 | 4.4853 | 1008.48
20/07/2020 23:00 | 0 | 0 | 0 | 24.949 | 129.405 | 4.7293 | 1008.13
21/07/2020 00:00 | 0 | 0 | 0 | 24.488 | 74.218 | 4.4659 | 1007.84
21/07/2020 01:00 | 0 | 0 | 0 | 24.45 | 132.496 | 4.5067 | 1007.72
21/07/2020 02:00 | 0 | 0 | 0 | 24.86 | 106.685 | 4.5826 | 1007.55
21/07/2020 03:00 | 0 | 0 | 0 | 25.205 | 71.559 | 5.2633 | 1007.31
21/07/2020 04:00 | 0 | 0 | 0 | 24.484 | 56.414 | 5.3613 | 1007.39
21/07/2020 05:00 | 0 | 0 | 0 | 23.972 | 111.032 | 5.185 | 1007.51
21/07/2020 06:00 | 17.178 | 21.3976 | 16.3211 | 23.724 | 108.564 | 5.0695 | 1007.33
21/07/2020 07:00 | 233.14 | 491.3998 | 96.7408 | 26.907 | 156.8 | 5.7168 | 1007.22
21/07/2020 08:00 | 458.92 | 654.0202 | 133.9868 | 29.457 | 311.49 | 5.3682 | 1007.26
21/07/2020 09:00 | 173.42 | 11.0535 | 165.8663 | 29.418 | 154.72 | 6.0171 | 1007.47
21/07/2020 10:00 | 853.35 | 851.1655 | 154.9258 | 30.095 | 154.41 | 5.2469 | 1007.27
21/07/2020 11:00 | 1011.8 | 935.969 | 166.8953 | 31.234 | 231.87 | 6.395 | 1006.94
21/07/2020 12:00 | 993.8 | 897.4447 | 165.6809 | 30.966 | 243.37 | 7.0844 | 1006.68
21/07/2020 13:00 | 920.3 | 828.7919 | 190.7511 | 31.375 | 228.84 | 7.0359 | 1006.55
21/07/2020 14:00 | 476.4 | 189.44 | 330.4347 | 29.657 | 230.93 | 6.1181 | 1006.82
21/07/2020 15:00 | 341.24 | 94.4815 | 282.8598 | 30.113 | 229.06 | 5.5285 | 1006.85
21/07/2020 16:00 | 231.96 | 94.5194 | 192.021 | 29.344 | 223.72 | 4.4524 | 1006.84
21/07/2020 17:00 | 99.65 | 68.411 | 86.4761 | 28.742 | 208.95 | 4.2779 | 1006.83
21/07/2020 18:00 | 0.0088 | 0 | 0.0088 | 28.037 | 190.75 | 4.9617 | 1006.84
21/07/2020 19:00 | 0 | 0 | 0 | 27.431 | 107.797 | 4.8707 | 1006.97
21/07/2020 20:00 | 0 | 0 | 0 | 26.173 | 36.379 | 4.4376 | 1007.04
21/07/2020 21:00 | 0 | 0 | 0 | 25.097 | 43.535 | 4.35 | 1007
21/07/2020 22:00 | 0 | 0 | 0 | 24.851 | 63.24 | 4.5246 | 1006.84
21/07/2020 23:00 | 0 | 0 | 0 | 25.115 | 113.851 | 4.307 | 1006.58
22/07/2020 00:00 | 0 | 0 | 0 | 24.809 | 101.832 | 4.2966 | 1006.37
22/07/2020 01:00 | 0 | 0 | 0 | 24.399 | 84.053 | 5.222 | 1006.28
22/07/2020 02:00 | 0 | 0 | 0 | 23.824 | 91.26 | 4.6351 | 1006.22
22/07/2020 03:00 | 0 | 0 | 0 | 24.074 | 149.21 | 5.091 | 1006.07
22/07/2020 04:00 | 0 | 0 | 0 | 24.277 | 103.92 | 4.8988 | 1005.98
22/07/2020 05:00 | 0 | 0 | 0 | 24.063 | 106.241 | 5.2513 | 1005.81
22/07/2020 06:00 | 12.2661 | 6.1297 | 12.0217 | 24.079 | 103.304 | 4.9082 | 1005.61
22/07/2020 07:00 | 202.27 | 356.8804 | 105.3309 | 26.5 | 121.731 | 5.2295 | 1005.29
22/07/2020 08:00 | 495.91 | 790.0229 | 105.4225 | 29.035 | 271.46 | 5.7287 | 1004.77
22/07/2020 09:00 | 726.75 | 889.1193 | 121.9161 | 30.096 | 207.89 | 6.1923 | 1004.31
22/07/2020 10:00 | 748.34 | 635.8349 | 228.1409 | 29.808 | 209.86 | 6.1298 | 1003.63
22/07/2020 11:00 | 921.9 | 830.7772 | 174.0529 | 29.702 | 173.51 | 6.6395 | 1003.03
22/07/2020 12:00 | 915.04 | 753.1378 | 222.0807 | 30.032 | 207.23 | 7.6106 | 1002.52
22/07/2020 13:00 | 864.34 | 717.3871 | 234.5535 | 30.342 | 198.75 | 7.4327 | 1002.04
22/07/2020 14:00 | 358.97 | 46.1594 | 323.3612 | 29.324 | 186.94 | 7.5376 | 1001.65
22/07/2020 15:00 | 280.63 | 56.8325 | 245.2053 | 29.408 | 192.41 | 7.6693 | 1001.18
22/07/2020 16:00 | 486.12 | 976.7008 | 80.9711 | 29.028 | 114.31 | 6.6228 | 1000.85
22/07/2020 17:00 | 182.7 | 745.3401 | 42.8972 | 28.909 | 126.48 | 5.9356 | 1000.73
22/07/2020 18:00 | 0 | 0 | 0 | 27.647 | 109.41 | 6.0276 | 1000.73
22/07/2020 19:00 | 0 | 0 | 0 | 26.395 | 66.029 | 5.9637 | 1000.77
22/07/2020 20:00 | 0 | 0 | 0 | 25.158 | 26.362 | 5.1105 | 1000.81
22/07/2020 21:00 | 0 | 0 | 0 | 24.477 | 88.044 | 5.613 | 1000.84
22/07/2020 22:00 | 0 | 0 | 0 | 24.992 | 118.2366 | 5.1786 | 1000.67
22/07/2020 23:00 | 0 | 0 | 0 | 23.967 | 183.975 | 4.4835 | 1000.5
23/07/2020 00:00 | 0 | 0 | 0 | 24.014 | 120.209 | 5.1065 | 1000.49
23/07/2020 01:00 | 0 | 0 | 0 | 23.939 | 147.21 | 5.0635 | 1000.45
23/07/2020 02:00 | 0 | 0 | 0 | 23.023 | 61.8095 | 5.1531 | 1000.34
23/07/2020 03:00 | 0 | 0 | 0 | 23.079 | 35.86 | 5.1003 | 1000.12
23/07/2020 04:00 | 0 | 0 | 0 | 22.951 | 83.667 | 5.0597 | 1000.04
23/07/2020 05:00 | 0 | 0 | 0 | 23.002 | 87.137 | 4.6619 | 999.888
23/07/2020 06:00 | 24.979 | 0 | 18.1863 | 23.709 | 29.654 | 4.5724 | 999.596
23/07/2020 07:00 | 183.57 | 258.4164 | 111.8617 | 25.489 | 110.595 | 5.1876 | 999.22
23/07/2020 08:00 | 210.53 | 26.2077 | 197.6598 | 27.674 | 131.18 | 4.6039 | 998.84
23/07/2020 09:00 | 339.93 | 56.9685 | 301.2005 | 28.074 | 111.95 | 5.2142 | 998.517
23/07/2020 10:00 | 506.13 | 152.756 | 381.3925 | 28.795 | 138.905 | 5.0732 | 998.184
23/07/2020 11:00 | 375.86 | 23.248 | 354.9974 | 28.745 | 134.22 | 4.9723 | 997.885
23/07/2020 12:00 | 269.11 | 5.6394 | 263.937 | 28.349 | 118.5 | 4.2301 | 997.61
23/07/2020 13:00 | 299.79 | 9.6929 | 291.3347 | 28.531 | 121.55 | 4.4681 | 997.481
23/07/2020 14:00 | 134.12 | 2.0012 | 132.579 | 28.184 | 139.11 | 4.6251 | 997.579
23/07/2020 15:00 | 21.697 | 0.082915 | 21.6464 | 26.992 | 156.55 | 4.1139 | 997.611
23/07/2020 16:00 | 163.46 | 17.7687 | 156.1534 | 25.23 | 295.8 | 3.0119 | 997.772
23/07/2020 17:00 | 51.327 | 5.1414 | 50.3747 | 25.33 | 192.094 | 3.5307 | 997.872
23/07/2020 18:00 | 0.9931 | 0 | 0.9931 | 25.333 | 33.457 | 4.9592 | 997.966
23/07/2020 19:00 | 0.2884 | 0 | 0.2884 | 25.387 | 94.504 | 4.3633 | 998.052
23/07/2020 20:00 | 0 | 0 | 0 | 25.03 | 62.1126 | 5.3142 | 998.382
23/07/2020 21:00 | 0 | 0 | 0 | 24.305 | 24.1703 | 5.08 | 998.605
23/07/2020 22:00 | 0 | 0 | 0 | 24.734 | 28.08 | 5.5836 | 998.595
23/07/2020 23:00 | 0 | 0 | 0 | 23.795 | 87.608 | 5.2098 | 998.773
24/07/2020 00:00 | 0 | 0 | 0 | 23.042 | 40.399 | 5.2104 | 998.941
24/07/2020 01:00 | 0 | 0 | 0 | 23.227 | 34.6628 | 6.0992 | 999.274
24/07/2020 02:00 | 0 | 0 | 0 | 22.765 | 50.9326 | 6.233 | 999.654
24/07/2020 03:00 | 0 | 0 | 0 | 22.273 | 73.509 | 5.5761 | 999.837
24/07/2020 04:00 | 0 | 0 | 0 | 22.047 | 57.1265 | 5.5652 | 1000.02
24/07/2020 05:00 | 0 | 0 | 0 | 21.725 | 92.958 | 5.0744 | 999.924
24/07/2020 06:00 | 14.32 | 14.9224 | 13.799 | 21.596 | 78.304 | 5.1903 | 999.717
24/07/2020 07:00 | 223.31 | 449.7756 | 100.4202 | 24.341 | 137.44 | 5.0117 | 999.217
24/07/2020 08:00 | 454.17 | 654.4349 | 132.113 | 28.15 | 269.98 | 4.5989 | 998.481
24/07/2020 09:00 | 551.42 | 547.6066 | 178.5112 | 28.686 | 222.2 | 4.5885 | 997.668
24/07/2020 10:00 | 820.9 | 808.3294 | 162.7492 | 29.515 | 214.31 | 4.5597 | 996.766
24/07/2020 11:00 | 930.1 | 853.7649 | 165.6647 | 29.78 | 213.44 | 5.1381 | 996.082
24/07/2020 12:00 | 978.57 | 857.5799 | 194.3562 | 29.912 | 229.25 | 4.4599 | 995.368
24/07/2020 13:00 | 872.12 | 756.1386 | 213.2049 | 30.196 | 232.6 | 3.4736 | 994.738
24/07/2020 14:00 | 789.9 | 790.6299 | 184.5614 | 29.433 | 199.8 | 4.8145 | 993.925
24/07/2020 15:00 | 581.79 | 660.1409 | 177.323 | 29.861 | 212.11 | 4.9761 | 992.711
24/07/2020 16:00 | 415.24 | 778.6409 | 99.2784 | 28.478 | 155.965 | 5.8764 | 991.184
24/07/2020 17:00 | 169.14 | 673.2216 | 49.7484 | 27.917 | 157.64 | 6.1147 | 989.828
24/07/2020 18:00 | 0.4158 | 0 | 0.4158 | 27.369 | 125.84 | 5.9658 | 988.571
24/07/2020 19:00 | 0 | 0 | 0 | 26.446 | 72.056 | 5.7659 | 987.399
24/07/2020 20:00 | 0 | 0 | 0 | 25.405 | 63.809 | 7.5094 | 986.288
24/07/2020 21:00 | 0 | 0 | 0 | 25.555 | 62.238 | 11.278 | 986.471
24/07/2020 22:00 | 0 | 0 | 0 | 24.69 | 31.111 | 15.0052 | 987.894
24/07/2020 23:00 | 0 | 0 | 0 | 24.339 | 35.374 | 14.3319 | 989.374
25/07/2020 00:00 | 0 | 0 | 0 | 23.729 | 83.142 | 13.2841 | 990.553
25/07/2020 01:00 | 0 | 0 | 0 | 22.919 | 29.326 | 12.5179 | 991.49
25/07/2020 02:00 | 0 | 0 | 0 | 22.809 | 35.952 | 10.8983 | 992.037
25/07/2020 03:00 | 0 | 0 | 0 | 22.302 | 106.092 | 10.1312 | 992.689
25/07/2020 04:00 | 0 | 0 | 0 | 22.293 | 66.32 | 9.4609 | 993.339
25/07/2020 05:00 | 0 | 0 | 0 | 22.087 | 61.701 | 7.7268 | 993.648
25/07/2020 06:00 | 12.078 | 9.8051 | 11.7624 | 22.118 | 61.134 | 6.8938 | 993.674
25/07/2020 07:00 | 218.92 | 471.4529 | 90.3796 | 24.776 | 39.014 | 7.0258 | 993.42
25/07/2020 08:00 | 447.46 | 634.3297 | 136.2912 | 28.23 | 113.496 | 8.0473 | 993.135
25/07/2020 09:00 | 658.91 | 755.1019 | 149.3824 | 28.598 | 165.03 | 10.4631 | 992.738
25/07/2020 10:00 | 799.51 | 762.9475 | 180.0502 | 28.886 | 148.52 | 11.2345 | 992.415
25/07/2020 11:00 | 564.36 | 236.4109 | 353.7128 | 29.087 | 167.89 | 10.2227 | 992.304
25/07/2020 12:00 | 307.52 | 19.2513 | 289.9575 | 29.122 | 189.72 | 11.029 | 992.249
25/07/2020 13:00 | 264.09 | 6.1908 | 258.72 | 28.31 | 172.94 | 9.5325 | 992.425
25/07/2020 14:00 | 127.55 | 1.8434 | 126.1457 | 27.902 | 293.97 | 8.0828 | 992.524
25/07/2020 15:00 | 88.415 | 1.4228 | 87.5574 | 25.679 | 192.23 | 7.4682 | 992.491
25/07/2020 16:00 | 71.96 | 2.0764 | 71.1202 | 26.319 | 43.655 | 6.2262 | 992.604
25/07/2020 17:00 | 10.124 | 0.21641 | 10.0856 | 26.183 | 258.05 | 4.9273 | 992.925
25/07/2020 18:00 | 0 | 0 | 0 | 25.836 | 92.382 | 5.3371 | 993.216
25/07/2020 19:00 | 0 | 0 | 0 | 25.401 | 130.03 | 4.7843 | 993.41
25/07/2020 20:00 | 0 | 0 | 0 | 24.911 | 106.065 | 4.9478 | 993.622
25/07/2020 21:00 | 0 | 0 | 0 | 25.008 | 91.38 | 4.4586 | 993.822
25/07/2020 22:00 | 0 | 0 | 0 | 24.199 | 86.03 | 4.086 | 994.002
25/07/2020 23:00 | 0 | 0 | 0 | 23.875 | 275.3 | 4.0767 | 994.259
26/07/2020 00:00 | 0 | 0 | 0 | 23.578 | 201.131 | 3.4174 | 994.643
26/07/2020 01:00 | 0 | 0 | 0 | 23.497 | 72.663 | 3.4375 | 995.151
26/07/2020 02:00 | 0 | 0 | 0 | 23.013 | 27.287 | 2.5499 | 995.497
26/07/2020 03:00 | 0 | 0 | 0 | 22.632 | 177.74 | 3.309 | 996.072
26/07/2020 04:00 | 0 | 0 | 0 | 23.247 | 139.003 | 3.5981 | 996.802
26/07/2020 05:00 | 0 | 0 | 0 | 23.283 | 112.6125 | 4.5306 | 997.341
26/07/2020 06:00 | 7.8066 | 3.1392 | 7.6957 | 22.922 | 139.335 | 5.1146 | 997.807
26/07/2020 07:00 | 217.25 | 424.7107 | 102.2343 | 25.239 | 162.9 | 6.2625 | 998.117
26/07/2020 08:00 | 447.41 | 640.6975 | 134.152 | 28.412 | 291.07 | 6.4698 | 998.328
26/07/2020 09:00 | 678.73 | 809.7183 | 133.8079 | 29.119 | 222.82 | 7.3247 | 998.253
26/07/2020 10:00 | 863 | 886.6958 | 144.9461 | 29.242 | 191.97 | 7.932 | 997.872
26/07/2020 11:00 | 856 | 724.7803 | 210.7404 | 29.405 | 186.52 | 7.4063 | 997.332
26/07/2020 12:00 | 962.4 | 875.2231 | 167.008 | 29.391 | 170.08 | 8.9364 | 996.913
26/07/2020 13:00 | 899 | 856.2724 | 159.1735 | 29.421 | 150.09 | 10.1142 | 997.14
26/07/2020 14:00 | 783.56 | 845.5386 | 141.7523 | 29.848 | 170.43 | 9.1136 | 997.708
26/07/2020 15:00 | 467.52 | 461.847 | 189.5874 | 29.446 | 174.2 | 7.6494 | 997.965
26/07/2020 16:00 | 223.85 | 101.9909 | 182.9156 | 28.589 | 170.63 | 6.9315 | 998.24
26/07/2020 17:00 | 144.12 | 486.8943 | 60.1229 | 28.721 | 235.68 | 6.5737 | 998.376
26/07/2020 18:00 | 0 | 0 | 0 | 27.031 | 165.492 | 6.9207 | 998.694
26/07/2020 19:00 | 0 | 0 | 0 | 25.461 | 101.544 | 6.3385 | 998.942
26/07/2020 20:00 | 0 | 0 | 0 | 24.485 | 79.2295 | 6.7837 | 999.095
26/07/2020 21:00 | 0 | 0 | 0 | 24.126 | 104.614 | 6.2429 | 999.345
26/07/2020 22:00 | 0 | 0 | 0 | 23.978 | 93.965 | 6.2052 | 999.421
26/07/2020 23:00 | 0 | 0 | 0 | 23.841 | 86.786 | 5.1541 | 999.269
27/07/2020 00:00 | 0 | 0 | 0 | 23.235 | 84.863 | 4.949 | 999.049
27/07/2020 01:00 | 0 | 0 | 0 | 23.163 | 82.136 | 4.9187 | 998.912
27/07/2020 02:00 | 0 | 0 | 0 | 23.075 | 32.339 | 5.6591 | 998.843
27/07/2020 03:00 | 0 | 0 | 0 | 22.696 | 39.3519 | 4.7237 | 998.815
27/07/2020 04:00 | 0 | 0 | 0 | 22.394 | 83.288 | 4.8298 | 998.866
27/07/2020 05:00 | 0 | 0 | 0 | 22.52 | 44.479 | 4.6356 | 998.914
27/07/2020 06:00 | 10.6128 | 7.6904 | 10.3761 | 22.513 | 42.937 | 4.4852 | 998.756
27/07/2020 07:00 | 218.81 | 443.8459 | 99.2541 | 24.999 | 117.605 | 4.6786 | 998.4
27/07/2020 08:00 | 517.24 | 868.686 | 93.4492 | 29.183 | 166.76 | 4.7556 | 997.993
27/07/2020 09:00 | 703.46 | 860.55 | 125.7377 | 29.619 | 196.71 | 4.7952 | 997.473
27/07/2020 10:00 | 813.53 | 808.2609 | 160.7478 | 30.141 | 211.17 | 5.7919 | 996.527
27/07/2020 11:00 | 901.3 | 820.8065 | 172.6352 | 30.253 | 143.79 | 5.8482 | 995.565
27/07/2020 12:00 | 925.1 | 829.7873 | 173.4032 | 29.711 | 137.7 | 6.07 | 994.732
27/07/2020 13:00 | 598 | 403.2104 | 252.3908 | 29.509 | 161.63 | 5.9853 | 994.125
27/07/2020 14:00 | 459.61 | 195.4797 | 312.1829 | 29.439 | 149.14 | 5.5977 | 993.673
27/07/2020 15:00 | 141.68 | 4.143 | 139.2208 | 28.794 | 139.23 | 5.0683 | 993.447
27/07/2020 16:00 | 155.68 | 21.9832 | 146.8149 | 26.864 | 91.432 | 4.7823 | 993.417
27/07/2020 17:00 | 54.511 | 8.1178 | 53.1212 | 26.056 | 92.859 | 5.4966 | 993.71
27/07/2020 18:00 | 0.4662 | 0 | 0.4662 | 25.807 | 18.958 | 4.9408 | 994.075
27/07/2020 19:00 | 0 | 0 | 0 | 24.88 | 37.2776 | 5.2291 | 994.26
27/07/2020 20:00 | 0 | 0 | 0 | 24.322 | 52.783 | 4.8352 | 994.174
27/07/2020 21:00 | 0 | 0 | 0 | 24.594 | 130.43 | 5.331 | 993.766
27/07/2020 22:00 | 0 | 0 | 0 | 23.755 | 194.23 | 4.5715 | 993.13
27/07/2020 23:00 | 0 | 0 | 0 | 23.515 | 63.986 | 5.5316 | 992.63
28/07/2020 00:00 | 0 | 0 | 0 | 23.1 | 168.82 | 5.1136 | 992.22
28/07/2020 01:00 | 0 | 0 | 0 | 23.654 | 167.585 | 5.6344 | 991.674
28/07/2020 02:00 | 0 | 0 | 0 | 23.025 | 106.577 | 5.814 | 991.115
28/07/2020 03:00 | 0 | 0 | 0 | 22.923 | 95.108 | 5.1974 | 990.781
28/07/2020 04:00 | 0 | 0 | 0 | 23.389 | 104.3815 | 5.514 | 990.596
28/07/2020 05:00 | 0 | 0 | 0 | 23.072 | 81.076 | 5.7711 | 990.414
28/07/2020 06:00 | 13.804 | 16.411 | 12.9902 | 22.801 | 34.008 | 5.7975 | 989.973
28/07/2020 07:00 | 224.8 | 495.7182 | 92.1771 | 25.134 | 152.629 | 5.9724 | 989.345
28/07/2020 08:00 | 424.64 | 565.7053 | 148.9145 | 28.694 | 282.4 | 5.9471 | 988.43
28/07/2020 09:00 | 643.85 | 731.5051 | 154.489 | 29.641 | 215.03 | 5.4124 | 987.43
28/07/2020 10:00 | 813.1 | 812.5265 | 158.7586 | 29.878 | 180.53 | 5.6178 | 986.494
28/07/2020 11:00 | 889 | 803.9967 | 177.3574 | 29.624 | 205.91 | 4.9737 | 985.737
28/07/2020 12:00 | 961 | 885.42 | 161.514 | 30.875 | 207.9 | 6.1215 | 985.139
28/07/2020 13:00 | 803.61 | 677.457 | 222.6364 | 30.589 | 232.01 | 6.7909 | 984.532
28/07/2020 14:00 | 496.59 | 210.9178 | 337.4647 | 30.266 | 249.36 | 6.3196 | 984.445
28/07/2020 15:00 | 262.38 | 30.5429 | 244.2499 | 29.077 | 252.03 | 5.7628 | 984.183
28/07/2020 16:00 | 190.87 | 50.8948 | 170.7449 | 28.683 | 249.06 | 5.5847 | 983.709
28/07/2020 17:00 | 12.8523 | 0.45442 | 12.7732 | 26.993 | 291.13 | 5.4455 | 983.252
28/07/2020 18:00 | 0 | 0 | 0 | 25.974 | 87.37 | 6.0038 | 982.936
28/07/2020 19:00 | 0.1351 | 0 | 0.1351 | 25.179 | 138.249 | 6.501 | 982.827
28/07/2020 20:00 | 0 | 0 | 0 | 24.848 | 185.17 | 6.4146 | 982.617
28/07/2020 21:00 | 0 | 0 | 0 | 24.459 | 170.249 | 6.586 | 983.004
28/07/2020 22:00 | 0 | 0 | 0 | 24.405 | 166.5525 | 9.284 | 983.742
28/07/2020 23:00 | 0 | 0 | 0 | 24.726 | 78.445 | 8.4288 | 984.422
29/07/2020 00:00 | 0 | 0 | 0 | 24.638 | 56.255 | 7.5824 | 984.952
29/07/2020 01:00 | 0 | 0 | 0 | 23.967 | 121.596 | 8.5075 | 985.785
29/07/2020 02:00 | 0 | 0 | 0 | 23.569 | 102.39 | 9.3705 | 986.788
29/07/2020 03:00 | 0 | 0 | 0 | 23.322 | 38.1075 | 11.6122 | 988.226
29/07/2020 04:00 | 0 | 0 | 0 | 23.331 | 32.217 | 10.5871 | 990.01
29/07/2020 05:00 | 0 | 0 | 0 | 23.37 | 90.999 | 10.3544 | 991.405
29/07/2020 06:00 | 8.1475 | 4.7247 | 8.0093 | 22.625 | 116.213 | 9.9851 | 992.226
29/07/2020 07:00 | 217.42 | 451.6871 | 97.042 | 25.111 | 87.703 | 9.2378 | 992.619
29/07/2020 08:00 | 450.68 | 673.2407 | 124.7683 | 28.318 | 114.94 | 8.7837 | 992.583
29/07/2020 09:00 | 648.55 | 749.9576 | 148.2983 | 28.972 | 126.64 | 8.8056 | 992.576
29/07/2020 10:00 | 816.6 | 824.1347 | 154.8261 | 29.21 | 150.42 | 9.8122 | 992.514
29/07/2020 11:00 | 933.4 | 879.0055 | 157.6899 | 29.648 | 132.4 | 9.446 | 992.18
29/07/2020 12:00 | 406.92 | 38.4047 | 372.353 | 28.364 | 139.15 | 9.3961 | 991.964
29/07/2020 13:00 | 354.85 | 24.7992 | 333.7071 | 28.286 | 129.84 | 9.4522 | 991.931
29/07/2020 14:00 | 303.56 | 53.9671 | 263.4374 | 28.349 | 146.02 | 7.9554 | 991.874
29/07/2020 15:00 | 551.35 | 669.7472 | 155.5947 | 28.787 | 128.07 | 7.2837 | 991.909
29/07/2020 16:00 | 390.42 | 778.4454 | 87.7575 | 28.644 | 118.45 | 6.5164 | 991.975
29/07/2020 17:00 | 123.83 | 361.8788 | 65.3374 | 27.826 | 124.87 | 6.8895 | 992.274
29/07/2020 18:00 | 0 | 0 | 0 | 26.8 | 114.52 | 6.464 | 992.936
29/07/2020 19:00 | 0 | 0 | 0 | 25.93 | 106.89 | 7.4423 | 993.861
29/07/2020 20:00 | 0 | 0 | 0 | 25.602 | 98.03 | 7.6173 | 994.785
29/07/2020 21:00 | 0 | 0 | 0 | 25.624 | 103.36 | 7.4548 | 995.564
29/07/2020 22:00 | 0 | 0 | 0 | 24.469 | 110.075 | 7.1145 | 996.143
29/07/2020 23:00 | 0 | 0 | 0 | 23.465 | 88.758 | 7.091 | 996.608
30/07/2020 00:00 | 0 | 0 | 0 | 23.383 | 110.25 | 7.8041 | 997.213
30/07/2020 01:00 | 0 | 0 | 0 | 23.426 | 83.629 | 8.1654 | 998.05
30/07/2020 02:00 | 0 | 0 | 0 | 23.91 | 81.586 | 8.0618 | 998.767
30/07/2020 03:00 | 0 | 0 | 0 | 23.828 | 94.45 | 8.2017 | 999.179
30/07/2020 04:00 | 0 | 0 | 0 | 24.783 | 87.743 | 7.5611 | 999.587
30/07/2020 05:00 | 0 | 0 | 0 | 24.553 | 97.278 | 7.8692 | 1000.05
30/07/2020 06:00 | 5.8413 | 2.3961 | 5.7696 | 24.455 | 81.779 | 7.0476 | 1000.33
30/07/2020 07:00 | 102.29 | 36.0604 | 92.5187 | 25.548 | 83.07 | 7.974 | 1000.26
30/07/2020 08:00 | 75.33 | 1.6305 | 74.5454 | 25.836 | 128.105 | 8.9548 | 1000.05
30/07/2020 09:00 | 175.75 | 5.6758 | 172.0011 | 26.532 | 91.118 | 9.6714 | 1000.32
30/07/2020 10:00 | 578.76 | 328.9075 | 315.8308 | 27.885 | 118.715 | 9.5975 | 1000.56
30/07/2020 11:00 | 908.9 | 848.0907 | 162.7628 | 28.412 | 123.695 | 8.3007 | 1000.71
30/07/2020 12:00 | 920.7 | 838.745 | 168.3645 | 28.78 | 121.95 | 7.8381 | 1000.74
30/07/2020 13:00 | 872.2 | 836.4732 | 160.3484 | 29.037 | 125.8 | 7.9327 | 1000.86
30/07/2020 14:00 | 762.36 | 833.984 | 140.9666 | 28.584 | 121.8 | 8.2303 | 1001.56
30/07/2020 15:00 | 581.58 | 784.2794 | 121.6566 | 28.332 | 120.655 | 7.3408 | 1002.08
30/07/2020 16:00 | 359.84 | 676.5241 | 98.6907 | 27.634 | 125 | 6.5341 | 1002.69
30/07/2020 17:00 | 65.951 | 47.1885 | 58.0491 | 26.784 | 119.54 | 5.1046 | 1003.39
30/07/2020 18:00 | 0 | 0 | 0 | 26.202 | 115.93 | 5.8089 | 1004.23
30/07/2020 19:00 | 0 | 0 | 0 | 25.996 | 113.93 | 5.5576 | 1004.87
30/07/2020 20:00 | 0 | 0 | 0 | 25.129 | 109.62 | 5.5874 | 1005.34
30/07/2020 21:00 | 0 | 0 | 0 | 24.881 | 101.82 | 5.2909 | 1005.96
30/07/2020 22:00 | 0 | 0 | 0 | 25.018 | 115.93 | 4.9119 | 1006.32
30/07/2020 23:00 | 0 | 0 | 0 | 24.11 | 90.89 | 3.8821 | 1006.54
31/07/2020 00:00 | 0 | 0 | 0 | 24.267 | 102.275 | 4.847 | 1006.76
31/07/2020 01:00 | 0 | 0 | 0 | 24.181 | 99.22 | 4.4137 | 1007.32
31/07/2020 02:00 | 0 | 0 | 0 | 24.099 | 95.78 | 4.8922 | 1007.73
31/07/2020 03:00 | 0 | 0 | 0 | 24.248 | 87.316 | 4.9643 | 1007.91
31/07/2020 04:00 | 0 | 0 | 0 | 24.069 | 94.31 | 5.2878 | 1008.08
31/07/2020 05:00 | 0 | 0 | 0 | 24.286 | 90.89 | 5.419 | 1008.17
31/07/2020 06:00 | 5.2357 | 2.2905 | 5.1743 | 24.472 | 99.262 | 4.8097 | 1008.14
31/07/2020 07:00 | 85.866 | 8.1063 | 83.7144 | 25.108 | 107.3 | 5.5887 | 1007.89
31/07/2020 08:00 | 261.61 | 129.7551 | 198.2331 | 26.157 | 106.39 | 5.9711 | 1007.52
31/07/2020 09:00 | 499.03 | 378.1546 | 249.7335 | 26.473 | 110.98 | 6.6594 | 1007.32
31/07/2020 10:00 | 816.36 | 773.4582 | 199.5737 | 26.341 | 101.45 | 6.7736 | 1007.13
31/07/2020 11:00 | 901.8 | 841.4789 | 163.7677 | 27.111 | 111.14 | 6.4747 | 1006.87
31/07/2020 12:00 | 976.8 | 909.1996 | 164.0435 | 28.846 | 106.4 | 6.2366 | 1006.6
31/07/2020 13:00 | 661.52 | 436.1829 | 291.8484 | 28.422 | 115.87 | 5.403 | 1006.35
31/07/2020 14:00 | 685.56 | 633.3579 | 216.2362 | 27.674 | 113.755 | 5.2896 | 1006.14
31/07/2020 15:00 | 359.58 | 180.2438 | 253.8562 | 27.425 | 106.53 | 5.3919 | 1005.84
31/07/2020 16:00 | 106.776 | 6.7436 | 104.1684 | 26.395 | 110.96 | 4.6118 | 1005.66
31/07/2020 17:00 | 53.521 | 10.5735 | 51.8499 | 24.989 | 106.74 | 4.5675 | 1005.6
31/07/2020 18:00 | 0 | 0 | 0 | 24.091 | 112.555 | 5.5532 | 1005.69
31/07/2020 19:00 | 0 | 0 | 0 | 23.875 | 101.03 | 5.4601 | 1005.74
31/07/2020 20:00 | 0 | 0 | 0 | 23.753 | 104.58 | 5.5162 | 1005.71
31/07/2020 21:00 | 0 | 0 | 0 | 23.755 | 96.06 | 5.1725 | 1005.75
31/07/2020 22:00 | 0 | 0 | 0 | 24.077 | 113.31 | 5.3652 | 1005.8
31/07/2020 23:00 | 0 | 0 | 0 | 23.589 | 108.53 | 5.2 | 1005.81
01/08/2020 00:00 | 0 | 0 | 0 | 23.789 | 105.47 | 5.2096 | 1005.8
01/08/2020 01:00 | 0 | 0 | 0 | 24.158 | 111.65 | 4.9615 | 1005.8
01/08/2020 02:00 | 0 | 0 | 0 | 24.165 | 114.81 | 4.7642 | 1005.79
01/08/2020 03:00 | 0 | 0 | 0 | 23.854 | 117.99 | 5.3485 | 1005.79
01/08/2020 04:00 | 0 | 0 | 0 | 23.903 | 102.31 | 5.323 | 1005.83
01/08/2020 05:00 | 0 | 0 | 0 | 24.149 | 109.98 | 5.2319 | 1005.76
01/08/2020 06:00 | 4.7916 | 2.4942 | 4.7349 | 23.499 | 96.698 | 5.6939 | 1005.59
01/08/2020 07:00 | 147 | 143.5377 | 110.2753 | 24.411 | 108.475 | 5.387 | 1005.36
01/08/2020 08:00 | 119.83 | 4.1994 | 117.8284 | 25.06 | 98.584 | 5.7099 | 1005.06
01/08/2020 09:00 | 596.79 | 572.5202 | 215.6819 | 25.284 | 128.07 | 6.295 | 1004.65
01/08/2020 10:00 | 929.05 | 961.8151 | 163.813 | 26.965 | 116.85 | 7.5511 | 1004.07
01/08/2020 11:00 | 416.81 | 55.5912 | 368.1276 | 27.22 | 125.655 | 6.942 | 1003.51
01/08/2020 12:00 | 906.48 | 785.8128 | 206.382 | 28.134 | 125.81 | 7.9344 | 1003.04
01/08/2020 13:00 | 579.06 | 297.5477 | 327.1712 | 29.825 | 212.004 | 8.6887 | 1003.05
01/08/2020 14:00 | 796.85 | 861.5024 | 160.6808 | 30.062 | 250.26 | 6.5598 | 1002.9
01/08/2020 15:00 | 207.41 | 11.4858 | 200.733 | 28.532 | 158.73 | 5.9703 | 1002.71
01/08/2020 16:00 | 156.75 | 23.3737 | 147.8172 | 28.591 | 253.5 | 5.2433 | 1002.79
01/08/2020 17:00 | 13.715 | 0.56195 | 13.6275 | 27.809 | 157.5 | 5.085 | 1002.95
01/08/2020 18:00 | 0 | 0 | 0 | 27.305 | 57.608 | 6.139 | 1003.17
01/08/2020 19:00 | 0 | 0 | 0 | 25.715 | 57.969 | 5.2008 | 1003.49
01/08/2020 20:00 | 0 | 0 | 0 | 24.748 | 42.879 | 5.1834 | 1003.35
01/08/2020 21:00 | 0 | 0 | 0 | 24.385 | 102.387 | 4.6009 | 1003.13
01/08/2020 22:00 | 0 | 0 | 0 | 24.086 | 330.82 | 4.804 | 1003
01/08/2020 23:00 | 0 | 0 | 0 | 23.64 | 223.419 | 3.7466 | 1002.89
02/08/2020 00:00 | 0 | 0 | 0 | 23.414 | 187.18 | 4.4812 | 1002.89
02/08/2020 01:00 | 0 | 0 | 0 | 24.103 | 158.478 | 4.4823 | 1002.69
02/08/2020 02:00 | 0 | 0 | 0 | 24.331 | 160.062 | 5.049 | 1002.02
02/08/2020 03:00 | 0 | 0 | 0 | 23.854 | 30.0686 | 5.1039 | 1001.84
02/08/2020 04:00 | 0 | 0 | 0 | 22.878 | 30.589 | 4.485 | 1001.91
02/08/2020 05:00 | 0 | 0 | 0 | 22.514 | 64.809 | 4.0705 | 1001.9
02/08/2020 06:00 | 8.1677 | 6.5285 | 7.9458 | 22.49 | 130.9503 | 4.2553 | 1002.01
02/08/2020 07:00 | 212.51 | 453.4216 | 94.3497 | 24.823 | 184.071 | 4.3397 | 1001.97
02/08/2020 08:00 | 436.75 | 646.5197 | 128.3948 | 29.318 | 141.06 | 6.0949 | 1001.87
02/08/2020 09:00 | 638.41 | 746.3731 | 146.6572 | 29.265 | 167.36 | 6.5786 | 1001.81
02/08/2020 10:00 | 793.39 | 798.0698 | 160.0498 | 30.642 | 214.32 | 6.9484 | 1001.54
02/08/2020 11:00 | 565.52 | 275.084 | 326.0824 | 30.667 | 223.38 | 6.2611 | 1001.28
02/08/2020 12:00 | 908.2 | 834.8871 | 166.9985 | 30.717 | 248.84 | 6.7326 | 1001.22
02/08/2020 13:00 | 864.9 | 842.4919 | 156.3604 | 30.927 | 227.6 | 5.9858 | 1001.41
02/08/2020 14:00 | 655.68 | 664.288 | 167.1172 | 31.061 | 258.7 | 5.7217 | 1001.64
02/08/2020 15:00 | 648.1 | 940.6273 | 106.9365 | 30.711 | 250.11 | 5.7004 | 1001.8
02/08/2020 16:00 | 460.63 | 1026.0421 | 76.004 | 31.076 | 156.716 | 5.8451 | 1002.16
02/08/2020 17:00 | 111.91 | 353.9988 | 59.1843 | 28.936 | 123.16 | 6.2508 | 1002.75
02/08/2020 18:00 | 0 | 0 | 0 | 27.89 | 108.216 | 5.8135 | 1003.36
02/08/2020 19:00 | 0 | 0 | 0 | 26.17 | 209.384 | 5.823 | 1003.98
02/08/2020 20:00 | 0 | 0 | 0 | 25.835 | 152.383 | 5.6925 | 1004.87
02/08/2020 21:00 | 0 | 0 | 0 | 25.168 | 60.754 | 5.698 | 1005.46
02/08/2020 22:00 | 0 | 0 | 0 | 25.039 | 114.897 | 5.2753 | 1005.44
02/08/2020 23:00 | 0 | 0 | 0 | 24.7 | 203.7 | 5.3681 | 1005.53
03/08/2020 00:00 | 0 | 0 | 0 | 24.557 | 195.82 | 5.1757 | 1005.83
03/08/2020 01:00 | 0 | 0 | 0 | 24.716 | 120.903 | 6.1694 | 1006.26
03/08/2020 02:00 | 0 | 0 | 0 | 23.881 | 64.826 | 6.6191 | 1006.83
03/08/2020 03:00 | 0 | 0 | 0 | 23.741 | 62.809 | 5.6924 | 1007.37
03/08/2020 04:00 | 0 | 0 | 0 | 23.134 | 96.68 | 5.8587 | 1008.06
03/08/2020 05:00 | 0 | 0 | 0 | 22.813 | 155.54 | 6.1312 | 1008.75
03/08/2020 06:00 | 7.212 | 6.7327 | 7.0688 | 23.543 | 113.417 | 5.556 | 1009.25
03/08/2020 07:00 | 210.58 | 448.6228 | 94.2199 | 25.496 | 150.081 | 6.8141 | 1009.82
03/08/2020 08:00 | 439.97 | 666.9459 | 123.0757 | 28.731 | 288.29 | 7.8071 | 1010.56
03/08/2020 09:00 | 308.13 | 192.4462 | 181.5911 | 29.093 | 257.9 | 8.1308 | 1011.37
03/08/2020 10:00 | 796.06 | 810.0568 | 155.2903 | 30.217 | 234.35 | 8.0279 | 1012.14
03/08/2020 11:00 | 902.5 | 857.1238 | 157.8543 | 30.667 | 227.9 | 8.0602 | 1012.98
03/08/2020 12:00 | 944.02 | 873.8502 | 170.9308 | 30.709 | 231.73 | 7.7652 | 1013.73
03/08/2020 13:00 | 828.99 | 772.8968 | 181.1829 | 30.315 | 229.995 | 8.1672 | 1014.34
03/08/2020 14:00 | 732.74 | 742.1173 | 191.3846 | 30.266 | 200.82 | 7.2806 | 1014.99
03/08/2020 15:00 | 455.78 | 460.444 | 190.3015 | 29.694 | 160.85 | 6.2103 | 1015.25
03/08/2020 16:00 | 241.48 | 300.4116 | 132.1265 | 28.783 | 142.45 | 5.9936 | 1015.43
03/08/2020 17:00 | 98.33 | 237.421 | 63.9565 | 28.345 | 118.25 | 5.9204 | 1015.87
03/08/2020 18:00 | 0 | 0 | 0 | 27.714 | 91.984 | 5.427 | 1016.39
03/08/2020 19:00 | 0 | 0 | 0 | 25.241 | 82.9475 | 5.621 | 1016.77
03/08/2020 20:00 | 0 | 0 | 0 | 24.705 | 161.414 | 4.7346 | 1017.08
03/08/2020 21:00 | 0 | 0 | 0 | 24.986 | 229.4927 | 4.7507 | 1017.5
03/08/2020 22:00 | 0 | 0 | 0 | 25.162 | 107.94 | 4.9321 | 1017.76
03/08/2020 23:00 | 0 | 0 | 0 | 25.387 | 139.83 | 4.0126 | 1017.87
04/08/2020 00:00 | 0 | 0 | 0 | 24.532 | 177.255 | 4.3052 | 1018.04
04/08/2020 01:00 | 0 | 0 | 0 | 24.285 | 103.191 | 3.7469 | 1018.1
04/08/2020 02:00 | 0 | 0 | 0 | 23.376 | 56.2065 | 4.8866 | 1018.13
04/08/2020 03:00 | 0 | 0 | 0 | 23.535 | 41.532 | 4.2622 | 1018.22
04/08/2020 04:00 | 0 | 0 | 0 | 23.233 | 51.7025 | 3.9251 | 1018.28
04/08/2020 05:00 | 0 | 0 | 0 | 23.058 | 67.654 | 4.7171 | 1018.31
04/08/2020 06:00 | 10.9574 | 15.6861 | 9.8795 | 23.246 | 73.0445 | 3.9907 | 1018.22
04/08/2020 07:00 | 203.51 | 407.7187 | 98.4689 | 25.284 | 100.596 | 4.0976 | 1018.11
04/08/2020 08:00 | 430.86 | 637.2202 | 129.2528 | 29.347 | 217.71 | 4.3917 | 1018.04
04/08/2020 09:00 | 640.74 | 764.6592 | 140.3943 | 30.287 | 209.16 | 4.183 | 1017.7
04/08/2020 10:00 | 780.69 | 784.0085 | 162.469 | 30.323 | 220.08 | 2.5719 | 1017.06
04/08/2020 11:00 | 880.4 | 825.5973 | 165.4995 | 30.676 | 221.14 | 3.4555 | 1016.35
04/08/2020 12:00 | 951.3 | 893.6499 | 163.5587 | 30.622 | 222.38 | 5.0373 | 1015.68
04/08/2020 13:00 | 731.38 | 618.3576 | 216.7458 | 29.412 | 196.48 | 5.3602 | 1015.12
04/08/2020 14:00 | 387.06 | 83.728 | 325.9429 | 29.362 | 149.14 | 5.9654 | 1014.61
04/08/2020 15:00 | 220.82 | 19.0587 | 209.9106 | 29.571 | 222.68 | 6.09 | 1014.19
04/08/2020 16:00 | 85.42 | 3.59 | 84.1052 | 27.926 | 266.97 | 5.994 | 1014.04
04/08/2020 17:00 | 32.306 | 3.5291 | 31.8126 | 27.769 | 182.852 | 6.3258 | 1014.02
04/08/2020 18:00 | 0 | 0 | 0 | 26.469 | 269.77 | 5.9349 | 1013.97
04/08/2020 19:00 | 0 | 0 | 0 | 26.5 | 165.8391 | 6.2115 | 1013.78
04/08/2020 20:00 | 0 | 0 | 0 | 25.968 | 100.087 | 6.2217 | 1013.53
04/08/2020 21:00 | 0 | 0 | 0 | 25.826 | 75.308 | 6.3864 | 1013.42
04/08/2020 22:00 | 0 | 0 | 0 | 24.425 | 170.701 | 6.5285 | 1013.17
04/08/2020 23:00 | 0 | 0 | 0 | 24.129 | 52.596 | 6.3778 | 1012.83
05/08/2020 00:00 | 0 | 0 | 0 | 23.645 | 29.853 | 5.973 | 1012.55
05/08/2020 01:00 | 0 | 0 | 0 | 22.977 | 90.3608 | 5.6859 | 1012.43
05/08/2020 02:00 | 0 | 0 | 0 | 22.737 | 313.28 | 5.7663 | 1012.44
05/08/2020 03:00 | 0 | 0 | 0 | 22.499 | 136.639 | 5.8256 | 1012.45
05/08/2020 04:00 | 0 | 0 | 0 | 22.144 | 55.772 | 6.1692 | 1012.47
05/08/2020 05:00 | 0 | 0 | 0 | 22.035 | 39.758 | 5.9158 | 1012.53
05/08/2020 06:00 | 9.77 | 18.4987 | 9.2858 | 22.787 | 42.993 | 6.2942 | 1012.58
05/08/2020 07:00 | 205.9 | 434.0018 | 94.7115 | 25.685 | 73.133 | 6.0216 | 1012.61
05/08/2020 08:00 | 433.73 | 656.5449 | 124.1772 | 28.043 | 124.03 | 6.815 | 1012.32
05/08/2020 09:00 | 638.29 | 764.5501 | 139.4677 | 28.743 | 129.38 | 7.8637 | 1011.89
05/08/2020 10:00 | 793.04 | 815.0307 | 152.4262 | 29.014 | 127.5 | 7.8995 | 1011.34
05/08/2020 11:00 | 859.98 | 789.6457 | 178.5791 | 29.338 | 144.04 | 7.7495 | 1010.8
05/08/2020 12:00 | 933.1 | 864.5548 | 173.6406 | 29.394 | 139.96 | 8.1271 | 1010.19
05/08/2020 13:00 | 684.98 | 481.211 | 285.603 | 29.191 | 136.76 | 8.7333 | 1009.54
05/08/2020 14:00 | 740.46 | 812.3633 | 151.9587 | 29.036 | 133.58 | 8.6493 | 1009.06
05/08/2020 15:00 | 216.48 | 23.3641 | 203.1164 | 28.232 | 135.26 | 8.0646 | 1008.72
05/08/2020 16:00 | 126.84 | 10.0338 | 123.1967 | 27.733 | 126.68 | 8.0256 | 1008.56
05/08/2020 17:00 | 44.516 | 8.1961 | 43.3745 | 27.491 | 131.8 | 6.2968 | 1008.56
05/08/2020 18:00 | 0 | 0 | 0 | 27.005 | 86.851 | 6.5022 | 1008.71
05/08/2020 19:00 | 0 | 0 | 0 | 26.23 | 314.59 | 6.2956 | 1008.82
05/08/2020 20:00 | 0 | 0 | 0 | 26.072 | 38.411 | 6.0983 | 1009
05/08/2020 21:00 | 0 | 0 | 0 | 25.594 | 35.474 | 6.294 | 1009.07
05/08/2020 22:00 | 0 | 0 | 0 | 25.062 | 126.5055 | 6.0087 | 1009.11
05/08/2020 23:00 | 0 | 0 | 0 | 25.047 | 98.412 | 5.6829 | 1009.12
06/08/2020 00:00 | 0 | 0 | 0 | 24.538 | 72.78 | 5.4094 | 1009.23
06/08/2020 01:00 | 0 | 0 | 0 | 24.356 | 36.384 | 5.633 | 1009.47
06/08/2020 02:00 | 0 | 0 | 0 | 24.154 | 102.852 | 5.4721 | 1009.65
06/08/2020 03:00 | 0 | 0 | 0 | 23.939 | 63.083 | 5.1543 | 1009.86
06/08/2020 04:00 | 0 | 0 | 0 | 24.73 | 118.056 | 4.7876 | 1010.03
06/08/2020 05:00 | 0 | 0 | 0 | 24.575 | 67.0397 | 4.9548 | 1010.19
06/08/2020 06:00 | 2.1717 | 0.8095 | 2.1574 | 24.819 | 214.71 | 4.28 | 1010.26
06/08/2020 07:00 | 47.424 | 2.3103 | 46.8308 | 25.418 | 98.93 | 4.5167 | 1010.31
06/08/2020 08:00 | 129 | 6.6564 | 125.8332 | 26.792 | 118.88 | 4.7185 | 1010.19
06/08/2020 09:00 | 711.7 | 913.9333 | 117.4437 | 29.734 | 227.91 | 4.2375 | 1010.09
06/08/2020 10:00 | 875 | 932.582 | 144.375 | 28.872 | 142.26 | 3.61 | 1009.86
06/08/2020 11:00 | 407.25 | 162.8988 | 267.5934 | 29.934 | 247.66 | 3.9527 | 1009.56
06/08/2020 12:00 | 620.2 | 330.8314 | 330.6767 | 30.551 | 206.98 | 3.1248 | 1009.32
06/08/2020 13:00 | 853.3 | 847.3454 | 152.2915 | 30.271 | 228.57 | 3.5243 | 1009.17
06/08/2020 14:00 | 858.6 | 942.838 | 178.623 | 31.141 | 263.64 | 3.504 | 1009.2
06/08/2020 15:00 | 281.87 | 96.2086 | 227.1692 | 29.587 | 219.84 | 4.0012 | 1009.19
06/08/2020 16:00 | 202.58 | 229.1744 | 122.9559 | 29.326 | 229.43 | 4.9821 | 1009.48
06/08/2020 17:00 | 23.364 | 2.1314 | 23.0875 | 28.291 | 176.99 | 4.825 | 1009.94
06/08/2020 18:00 | 0 | 0 | 0 | 27.552 | 62.319 | 5.233 | 1010.45
06/08/2020 19:00 | 0 | 0 | 0 | 26.337 | 58.318 | 4.8069 | 1010.95
06/08/2020 20:00 | 0 | 0 | 0 | 25.745 | 145.37 | 5.194 | 1011.43
06/08/2020 21:00 | 0 | 0 | 0 | 25.919 | 53.756 | 5.931 | 1011.81
06/08/2020 22:00 | 0 | 0 | 0 | 25.424 | 129.296 | 6.41 | 1011.92
06/08/2020 23:00 | 0 | 0 | 0 | 24.802 | 111.859 | 6.4638 | 1012.07
07/08/2020 00:00 | 0 | 0 | 0 | 24.22 | 125.203 | 7.4755 | 1012.43
07/08/2020 01:00 | 0 | 0 | 0 | 24.394 | 62.737 | 8.3901 | 1012.86
07/08/2020 02:00 | 0 | 0 | 0 | 23.642 | 95.757 | 8.3594 | 1013.36
07/08/2020 03:00 | 0 | 0 | 0 | 22.637 | 160.4722 | 7.6818 | 1013.86
07/08/2020 04:00 | 0 | 0 | 0 | 23.429 | 119.879 | 7.5542 | 1014.5
07/08/2020 05:00 | 0 | 0 | 0 | 23.025 | 98.889 | 6.6058 | 1015.07
07/08/2020 06:00 | 12.2707 | 8.3925 | 9.5535 | 23.347 | 99.428 | 7.3581 | 1015.47
07/08/2020 07:00 | 197.97 | 400.1701 | 97.2975 | 24.831 | 219.325 | 6.8207 | 1015.85
07/08/2020 08:00 | 365.03 | 394.164 | 180.8814 | 28.35 | 204.16 | 7.7577 | 1016.2
07/08/2020 09:00 | 473.6 | 319.9167 | 265.9636 | 29.095 | 134.185 | 7.9124 | 1016.42
07/08/2020 10:00 | 676.44 | 597.7086 | 208.6832 | 29.594 | 121.82 | 8.2378 | 1016.58
07/08/2020 11:00 | 859.5 | 805.213 | 169.2505 | 30.602 | 179.07 | 7.6338 | 1016.88
07/08/2020 12:00 | 781.99 | 610.2919 | 249.938 | 31.371 | 246.05 | 7.9025 | 1017.17
07/08/2020 13:00 | 837.4 | 827.1046 | 155.9435 | 31.196 | 246.13 | 8.3767 | 1017.51
07/08/2020 14:00 | 644.82 | 611.6059 | 206.0099 | 30.615 | 271.77 | 7.678 | 1017.62
07/08/2020 15:00 | 252.35 | 35.7998 | 232.3841 | 29.025 | 225.78 | 6.8216 | 1017.35
07/08/2020 16:00 | 142.55 | 19.03 | 135.7557 | 28.368 | 263.67 | 7.1665 | 1017.37
07/08/2020 17:00 | 38.632 | 6.4523 | 37.7756 | 27.92 | 274.3 | 6.0685 | 1017.65
07/08/2020 18:00 | 0 | 0 | 0 | 27.369 | 286.46 | 6.778 | 1018.15
07/08/2020 19:00 | 0 | 0 | 0 | 25.962 | 82.21 | 6.7686 | 1018.42
07/08/2020 20:00 | 0 | 0 | 0 | 24.777 | 65.076 | 7.6972 | 1018.42
07/08/2020 21:00 | 0 | 0 | 0 | 24.236 | 95.203 | 7.3137 | 1018.49
07/08/2020 22:00 | 0 | 0 | 0 | 24.82 | 199.7 | 6.3283 | 1018.49
07/08/2020 23:00 | 0 | 0 | 0 | 24.647 | 70.124 | 6.8266 | 1018.45
08/08/2020 00:00 | 0 | 0 | 0 | 24.08 | 80.095 | 6.1366 | 1018.41
08/08/2020 01:00 | 0 | 0 | 0 | 23.369 | 109.673 | 5.667 | 1018.27
08/08/2020 02:00 | 0 | 0 | 0 | 23.852 | 85.586 | 5.7469 | 1018.16
08/08/2020 03:00 | 0 | 0 | 0 | 23.472 | 274.1622 | 6.6515 | 1017.96
08/08/2020 04:00 | 0 | 0 | 0 | 23.602 | 42.291 | 6.7564 | 1017.81
08/08/2020 05:00 | 0 | 0 | 0 | 23.653 | 47.1866 | 6.8696 | 1017.59
08/08/2020 06:00 | 3.9882 | 3.6229 | 3.9343 | 24.007 | 201.92 | 6.3585 | 1017.3
08/08/2020 07:00 | 112.92 | 34.2434 | 104.2867 | 25.166 | 246.46 | 6.8194 | 1016.87
08/08/2020 08:00 | 532.93 | 924.2559 | 103.3794 | 28.372 | 215.15 | 7.4518 | 1016.3
08/08/2020 09:00 | 691.32 | 882.8791 | 120.7889 | 29.031 | 149.88 | 7.2729 | 1015.73
08/08/2020 10:00 | 637.14 | 526.5733 | 225.7685 | 28.91 | 155.63 | 7.2858 | 1015.13
08/08/2020 11:00 | 586.23 | 246.6424 | 375.628 | 28.54 | 163.73 | 7.3621 | 1014.59
08/08/2020 12:00 | 325.31 | 15.8319 | 311.5502 | 28.88 | 263.39 | 8.0604 | 1014.17
08/08/2020 13:00 | 558.48 | 339.4968 | 279.1107 | 29.535 | 254.71 | 8.2732 | 1013.84
08/08/2020 14:00 | 402.35 | 131.6164 | 308.8701 | 29.432 | 236.49 | 8.5468 | 1013.72
08/08/2020 15:00 | 242.4 | 30.5256 | 225.4575 | 28.733 | 274.64 | 8.5461 | 1013.67
08/08/2020 16:00 | 148.14 | 24.399 | 139.5581 | 28.03 | 315.77 | 7.5421 | 1013.61
08/08/2020 17:00 | 30.988 | 4.004 | 30.4789 | 27.717 | 207.37 | 7.654 | 1013.58
08/08/2020 18:00 | 0 | 0 | 0 | 27.111 | 67.687 | 8.2027 | 1013.57
08/08/2020 19:00 | 0 | 0 | 0 | 26.229 | 47.096 | 7.3141 | 1013.51
08/08/2020 20:00 | 0 | 0 | 0 | 25.635 | 33.934 | 7.5438 | 1013.43
08/08/2020 21:00 | 0 | 0 | 0 | 25.023 | 128.891 | 8.6574 | 1013
08/08/2020 22:00 | 0 | 0 | 0 | 25.494 | 55.1835 | 8.7294 | 1012.16
08/08/2020 23:00 | 0 | 0 | 0 | 24.796 | 30.805 | 10.5578 | 1011.3
09/08/2020 00:00 | 0 | 0 | 0 | 24.474 | 42.616 | 10.7397 | 1010.69
09/08/2020 01:00 | 0 | 0 | 0 | 24.065 | 109.713 | 10.5564 | 1010.4
09/08/2020 02:00 | 0 | 0 | 0 | 24.518 | 197.09 | 9.9467 | 1010.35
09/08/2020 03:00 | 0 | 0 | 0 | 25.159 | 165.947 | 9.7855 | 1010.52
09/08/2020 04:00 | 0 | 0 | 0 | 24.691 | 263.81 | 8.4073 | 1010.63
09/08/2020 05:00 | 0 | 0 | 0 | 24.918 | 106.363 | 7.8046 | 1010.69
09/08/2020 06:00 | 0.7523 | 0.078503 | 0.75017 | 25.019 | 126.24 | 7.4656 | 1010.55
09/08/2020 07:00 | 46.297 | 2.2762 | 45.7284 | 25.089 | 69.455 | 7.3309 | 1010.39
09/08/2020 08:00 | 138.86 | 5.9789 | 136.0864 | 26.039 | 231.145 | 6.9062 | 1010.24
09/08/2020 09:00 | 538.26 | 499.0105 | 216.4538 | 28.308 | 221.964 | 7.2989 | 1010.08
09/08/2020 10:00 | 419.54 | 90.2378 | 349.6298 | 28.623 | 211.16 | 7.4604 | 1009.89
09/08/2020 11:00 | 820.72 | 728.4147 | 200.5104 | 29.884 | 222.89 | 7.3877 | 1009.52
09/08/2020 12:00 | 263.1 | 6.4264 | 257.5379 | 28.361 | 220 | 8.0877 | 1009.07
09/08/2020 13:00 | 102.32 | 1.0438 | 101.4671 | 27.641 | 230 | 9.0138 | 1008.72
09/08/2020 14:00 | 337.3 | 50.0564 | 301.6479 | 27.983 | 265.46 | 9.5554 | 1008.53
09/08/2020 15:00 | 302.06 | 110.5802 | 240.7243 | 27.681 | 113.834 | 8.1042 | 1007.89
09/08/2020 16:00 | 67.119 | 2.5027 | 66.2366 | 27.295 | 125.02 | 8.6083 | 1007.47
09/08/2020 17:00 | 6.2982 | 0.17728 | 6.2758 | 26.83 | 81.125 | 9.8651 | 1007.6
09/08/2020 18:00 | 0 | 0 | 0 | 25.512 | 70.944 | 10.3315 | 1007.84
09/08/2020 19:00 | 0 | 0 | 0 | 25.035 | 31.722 | 9.1142 | 1007.89
09/08/2020 20:00 | 0 | 0 | 0 | 24.716 | 33.4193 | 8.8394 | 1007.76
09/08/2020 21:00 | 0 | 0 | 0 | 24.433 | 86.105 | 9.3864 | 1007.63
09/08/2020 22:00 | 0 | 0 | 0 | 24.383 | 317.51 | 10.1341 | 1007.41
09/08/2020 23:00 | 0 | 0 | 0 | 24.779 | 59.272 | 9.4746 | 1007.14
10/08/2020 00:00 | 0 | 0 | 0 | 24.345 | 53.147 | 9.3783 | 1006.97
10/08/2020 01:00 | 0 | 0 | 0 | 23.668 | 63.893 | 10.205 | 1006.93
10/08/2020 02:00 | 0 | 0 | 0 | 23.724 | 67.0322 | 9.5217 | 1006.97
10/08/2020 03:00 | 0 | 0 | 0 | 23.984 | 31.831 | 9.11 | 1007.17
10/08/2020 04:00 | 0 | 0 | 0 | 23.698 | 234.83 | 9.2324 | 1007.42
10/08/2020 05:00 | 0 | 0 | 0 | 24.453 | 155.042 | 8.8562 | 1007.68
10/08/2020 06:00 | 5.8474 | 6.6414 | 5.4586 | 23.514 | 169.258 | 8.1169 | 1007.76
10/08/2020 07:00 | 135.36 | 90.0767 | 112.8177 | 25.22 | 131.396 | 8.3884 | 1007.81
10/08/2020 08:00 | 207.24 | 34.4045 | 191.2761 | 27.68 | 173.035 | 8.3415 | 1007.79
10/08/2020 09:00 | 257.46 | 23.1342 | 242.7229 | 28.313 | 217.98 | 8.1894 | 1007.74
10/08/2020 10:00 | 474.23 | 193.4192 | 325.2926 | 28.759 | 190.62 | 7.9001 | 1007.57
10/08/2020 11:00 | 136.97 | 1.7509 | 135.4853 | 27.639 | 137.805 | 7.4122 | 1007.27
10/08/2020 12:00 | 116.54 | 1.2236 | 115.4852 | 26.405 | 61.839 | 7.3194 | 1006.91
10/08/2020 13:00 | 320.29 | 22.6844 | 301.7866 | 26.545 | 97.323 | 7.4387 | 1006.6
10/08/2020 14:00 | 311.62 | 40.0603 | 283.1606 | 26.554 | 123.02 | 8.3498 | 1006.58
10/08/2020 15:00 | 289.65 | 193.2538 | 182.1052 | 27.511 | 126.8 | 8.0719 | 1006.5
10/08/2020 16:00 | 165.41 | 50.9827 | 147.5987 | 26.669 | 128.7 | 8.1671 | 1006.56
10/08/2020 17:00 | 22.252 | 2.3752 | 21.9741 | 26.316 | 112.94 | 8.2153 | 1006.85
10/08/2020 18:00 | 0 | 0 | 0 | 25.893 | 151.47 | 8.1504 | 1007.29
10/08/2020 19:00 | 0 | 0 | 0 | 25.019 | 109.08 | 7.1467 | 1007.23
10/08/2020 20:00 | 0 | 0 | 0 | 24.761 | 216.55 | 7.3767 | 1007.04
10/08/2020 21:00 | 0 | 0 | 0 | 25.592 | 77.075 | 7.91 | 1006.98
10/08/2020 22:00 | 0 | 0 | 0 | 25.678 | 241.84 | 8.5038 | 1007.05
10/08/2020 23:00 | 0 | 0 | 0 | 24.437 | 71.139 | 8.4133 | 1007.21
11/08/2020 00:00 | 0 | 0 | 0 | 24.58 | 39.396 | 7.3828 | 1007.38
11/08/2020 01:00 | 0 | 0 | 0 | 23.518 | 80.904 | 7.4892 | 1007.55
11/08/2020 02:00 | 0 | 0 | 0 | 23.318 | 62.523 | 6.6588 | 1007.67
11/08/2020 03:00 | 0 | 0 | 0 | 24.787 | 114.58 | 7.0284 | 1007.88
11/08/2020 04:00 | 0 | 0 | 0 | 25.122 | 76.722 | 6.9894 | 1008.02
11/08/2020 05:00 | 0 | 0 | 0 | 25.107 | 104.14 | 6.8647 | 1008.2
11/08/2020 06:00 | 5.9031 | 7.6809 | 5.3673 | 25.4 | 107.52 | 7.8092 | 1008.25
11/08/2020 07:00 | 86.197 | 10.2484 | 83.6585 | 25.616 | 117.51 | 7.7062 | 1008.11
11/08/2020 08:00 | 254.61 | 96.834 | 209.987 | 26.73 | 105.27 | 7.2312 | 1007.72
11/08/2020 09:00 | 339.89 | 80.6974 | 288.4346 | 27.637 | 105.75 | 7.7336 | 1007.16
11/08/2020 10:00 | 619.16 | 436.2946 | 283.0914 | 28.993 | 121.535 | 9.2232 | 1006.65
11/08/2020 11:00 | 711.74 | 525.5964 | 266.8096 | 28.601 | 125.37 | 9.2305 | 1006.3
11/08/2020 12:00 | 765.52 | 597.5526 | 252.1052 | 29.483 | 115.6 | 8.799 | 1006.12
11/08/2020 13:00 | 483.08 | 134.316 | 374.3254 | 28.541 | 116.72 | 7.3142 | 1006.01
11/08/2020 14:00 | 509.93 | 316.0099 | 287.4046 | 29.205 | 121.575 | 7.1632 | 1005.98
11/08/2020 15:00 | 294.45 | 90.6761 | 245.2741 | 28.157 | 113.78 | 6.2349 | 1005.86
11/08/2020 16:00 | 140.21 | 21.824 | 132.7156 | 27.587 | 105.27 | 5.7206 | 1005.77
11/08/2020 17:00 | 27.182 | 3.6638 | 26.7561 | 27.041 | 103.885 | 5.5905 | 1005.71
11/08/2020 18:00 | 0 | 0 | 0 | 26.208 | 97.7 | 5.4771 | 1005.83
11/08/2020 19:00 | 0 | 0 | 0 | 25.74 | 100.55 | 5.9033 | 1005.85
11/08/2020 20:00 | 0 | 0 | 0 | 25.959 | 109.47 | 6.435 | 1005.73
11/08/2020 21:00 | 0 | 0 | 0 | 25.948 | 97.19 | 6.7979 | 1005.68
11/08/2020 22:00 | 0 | 0 | 0 | 24.756 | 47.811 | 7.096 | 1005.58
11/08/2020 23:00 | 0 | 0 | 0 | 24.529 | 255.356 | 7.8866 | 1005.56
12/08/2020 00:00 | 0 | 0 | 0 | 24.373 | 72.78 | 7.0818 | 1005.6
12/08/2020 01:00 | 0 | 0 | 0 | 24.168 | 82.901 | 7.1331 | 1005.75
12/08/2020 02:00 | 0 | 0 | 0 | 24.64 | 297 | 6.5218 | 1006.09
12/08/2020 03:00 | 0 | 0 | 0 | 24.613 | 183.81 | 6.7701 | 1006.42
12/08/2020 04:00 | 0 | 0 | 0 | 24.337 | 144.405 | 6.7404 | 1006.61
12/08/2020 05:00 | 0 | 0 | 0 | 24.778 | 119.443 | 6.9115 | 1006.67
12/08/2020 06:00 | 4.979 | 8.5013 | 4.7735 | 24.725 | 30.516 | 7.2135 | 1006.56
12/08/2020 07:00 | 133.5 | 88.759 | 111.7473 | 25.928 | 70.224 | 7.7737 | 1006.34
12/08/2020 08:00 | 145.99 | 7.1773 | 142.6998 | 27.519 | 188.97 | 8.3344 | 1005.88
12/08/2020 09:00 | 275.98 | 28.6997 | 257.7163 | 27.985 | 132.44 | 8.1803 | 1005.52
12/08/2020 10:00 | 278.21 | 12.1841 | 268.8653 | 28.184 | 225.43 | 8.1975 | 1005.19
12/08/2020 11:00 | 207.86 | 4.0391 | 204.4569 | 27.721 | 266.38 | 8.4237 | 1004.83
12/08/2020 12:00 | 426.67 | 58.1454 | 376.9087 | 28.912 | 279.37 | 9.0706 | 1004.47
12/08/2020 13:00 | 244.3 | 6.31 | 239.2075 | 28.642 | 257.63 | 8.5787 | 1004.29
12/08/2020 14:00 | 78.17 | 0.83177 | 77.5889 | 28.131 | 214.19 | 9.1208 | 1004.36
12/08/2020 15:00 | 59.159 | 0.802 | 58.7276 | 26.085 | 101.14 | 8.7861 | 1004.18
12/08/2020 16:00 | 10.865 | 0.068434 | 10.8418 | 25.1 | 100.147 | 8.116 | 1003.98
12/08/2020 17:00 | 3.8574 | 0.07869 | 3.8484 | 23.413 | 115.34 | 8.5786 | 1003.79
12/08/2020 18:00 | 0 | 0 | 0 | 23.041 | 58.688 | 8.4038 | 1003.72
12/08/2020 19:00 | 0 | 0 | 0 | 22.433 | 105.353 | 7.4845 | 1003.41
12/08/2020 20:00 | 0 | 0 | 0 | 22.229 | 106.8 | 8.1625 | 1003.18
12/08/2020 21:00 | 0 | 0 | 0 | 22.149 | 99.275 | 8.4027 | 1003.07
12/08/2020 22:00 | 0 | 0 | 0 | 23.67 | 111.38 | 8.0509 | 1003.04
12/08/2020 23:00 | 0 | 0 | 0 | 22.683 | 44.136 | 7.6061 | 1003.11
13/08/2020 00:00 | 0 | 0 | 0 | 22.826 | 74.289 | 7.9057 | 1003.34
13/08/2020 01:00 | 0 | 0 | 0 | 23.352 | 138.039 | 7.3453 | 1003.65
13/08/2020 02:00 | 0 | 0 | 0 | 23.739 | 162.537 | 7.1676 | 1004.06
13/08/2020 03:00 | 0 | 0 | 0 | 23.686 | 72.457 | 7.8393 | 1004.39
13/08/2020 04:00 | 0 | 0 | 0 | 23.31 | 35.575 | 8.0186 | 1004.62
13/08/2020 05:00 | 0 | 0 | 0 | 22.519 | 163.3256 | 7.7787 | 1004.8
13/08/2020 06:00 | 1.8547 | 2.5033 | 1.8368 | 22.176 | 42.8192 | 7.7317 | 1004.8
13/08/2020 07:00 | 76.982 | 7.0483 | 75.2667 | 23.09 | 59.022 | 7.2044 | 1004.76
13/08/2020 08:00 | 165.8 | 12.6528 | 159.9956 | 25.097 | 122.065 | 7.3633 | 1004.56
13/08/2020 09:00 | 255.1 | 20.0433 | 242.3566 | 26.713 | 247.311 | 7.9779 | 1004.48
13/08/2020 10:00 | 449.75 | 136.2637 | 345.7175 | 27.73 | 227.949 | 8.0817 | 1004.36
13/08/2020 11:00 | 530.48 | 194.2123 | 367.4712 | 29.029 | 252.27 | 8.1359 | 1004.17
13/08/2020 12:00 | 762.27 | 604.9078 | 246.6667 | 29.508 | 259.97 | 8.7275 | 1003.97
13/08/2020 13:00 | 396.37 | 62.3075 | 346.2307 | 29.23 | 214.54 | 8.9673 | 1003.81
13/08/2020 14:00 | 454.27 | 206.3447 | 310.6657 | 28.781 | 190.22 | 8.0755 | 1003.86
13/08/2020 15:00 | 116.96 | 3.1873 | 115.2501 | 28.172 | 158.29 | 8.5928 | 1003.82
13/08/2020 16:00 | 17.494 | 0.18115 | 17.4333 | 27.412 | 92.346 | 7.5457 | 1003.93
13/08/2020 17:00 | 5.8412 | 0.19118 | 5.8203 | 25.66 | 50.324 | 5.9493 | 1004.16
13/08/2020 18:00 | 0 | 0 | 0 | 24.838 | 94.02 | 5.1953 | 1004.49
13/08/2020 19:00 | 0 | 0 | 0 | 24.388 | 252.11 | 5.2177 | 1004.88
13/08/2020 20:00 | 0 | 0 | 0 | 23.802 | 281.13 | 5.7534 | 1005.28
13/08/2020 21:00 | 0 | 0 | 0 | 23.582 | 121.351 | 6.2574 | 1005.84
13/08/2020 22:00 | 0 | 0 | 0 | 24.309 | 236.267 | 6.0599 | 1006.31
13/08/2020 23:00 | 0 | 0 | 0 | 23.986 | 93.378 | 5.6339 | 1006.72
14/08/2020 00:00 | 0 | 0 | 0 | 23.076 | 257.33 | 5.0524 | 1007.11
14/08/2020 01:00 | 0 | 0 | 0 | 23.154 | 114.658 | 4.8546 | 1007.56
14/08/2020 02:00 | 0 | 0 | 0 | 22.994 | 26.666 | 4.6728 | 1008.03
14/08/2020 03:00 | 0 | 0 | 0 | 22.613 | 231.825 | 4.9852 | 1008.26
14/08/2020 04:00 | 0 | 0 | 0 | 22.306 | 68.8097 | 5.064 | 1008.37
14/08/2020 05:00 | 0 | 0 | 0 | 22.691 | 58.466 | 5.5726 | 1008.45
14/08/2020 06:00 | 3.0381 | 2.3833 | 2.9686 | 22.018 | 79.4941 | 5.6223 | 1008.38
14/08/2020 07:00 | 183.85 | 362.3178 | 96.0364 | 24.153 | 24.278 | 6.0284 | 1008.12
14/08/2020 08:00 | 304.16 | 227.5244 | 200.4938 | 27.848 | 295.16 | 7.233 | 1007.88
14/08/2020 09:00 | 573.28 | 605.96 | 192.0576 | 29.723 | 212.49 | 7.156 | 1007.89
14/08/2020 10:00 | 853.36 | 922.2169 | 150.0812 | 29.208 | 222.51 | 8.7086 | 1008
14/08/2020 11:00 | 563.23 | 227.1113 | 373.3582 | 28.784 | 204.37 | 8.3629 | 1008.12
14/08/2020 12:00 | 705.62 | 503.5717 | 277.8559 | 28.828 | 161.57 | 9.2102 | 1008.19
14/08/2020 13:00 | 292.42 | 12.6601 | 282.304 | 28.456 | 201.42 | 8.9857 | 1008.47
14/08/2020 14:00 | 686.87 | 734.5377 | 181.073 | 28.918 | 233.3 | 8.2853 | 1008.93
14/08/2020 15:00 | 232.6 | 30.2871 | 216.5009 | 28.337 | 229.25 | 8.4483 | 1009.19
14/08/2020 16:00 | 111.13 | 8.8078 | 108.2218 | 27.91 | 220.15 | 7.0046 | 1009.3
14/08/2020 17:00 | 74.159 | 305.4234 | 42.1526 | 27.328 | 157.94 | 5.772 | 1009.48
14/08/2020 18:00 | 0 | 0 | 0 | 27.076 | 39.656 | 5.1731 | 1009.82
14/08/2020 19:00 | 0 | 0 | 0 | 24.867 | 104.124 | 5.12 | 1010.11
14/08/2020 20:00 | 0 | 0 | 0 | 24.396 | 76.229 | 5.3757 | 1010.19
14/08/2020 21:00 | 0 | 0 | 0 | 23.73 | 41.3434 | 4.7935 | 1010.43
14/08/2020 22:00 | 0 | 0 | 0 | 23.427 | 183.785 | 5.3209 | 1010.8
14/08/2020 23:00 | 0 | 0 | 0 | 24.472 | 112.96 | 4.3704 | 1011.21
15/08/2020 00:00 | 0 | 0 | 0 | 24.495 | 34.4415 | 4.7149 | 1011.63
15/08/2020 01:00 | 0 | 0 | 0 | 24.307 | 55.1003 | 4.0621 | 1012.08
15/08/2020 02:00 | 0 | 0 | 0 | 24.144 | 50.62 | 4.3632 | 1012.59
15/08/2020 03:00 | 0 | 0 | 0 | 23.543 | 155.144 | 3.9751 | 1013.03
15/08/2020 04:00 | 0 | 0 | 0 | 23.803 | 74.377 | 4.4648 | 1013.19
15/08/2020 05:00 | 0 | 0 | 0 | 24.128 | 51.437 | 3.3095 | 1013.16
15/08/2020 06:00 | 5.0708 | 6.6745 | 4.291 | 23.875 | 50.187 | 3.7721 | 1012.96
15/08/2020 07:00 | 189.74 | 414.9445 | 90.0374 | 25.945 | 67.44 | 3.7847 | 1012.69
15/08/2020 08:00 | 409.68 | 652.0948 | 116.8047 | 28.705 | 125.65 | 4.4656 | 1012.4
15/08/2020 09:00 | 95.484 | 1.555 | 94.5078 | 28.473 | 129.65 | 5.2162 | 1012.1
15/08/2020 10:00 | 911.7 | 1002.1455 | 150.4305 | 29.401 | 274.945 | 5.3357 | 1011.71
15/08/2020 11:00 | 100.03 | 0.97021 | 99.221 | 27.834 | 297.97 | 5.41 | 1011.24
15/08/2020 12:00 | 217.21 | 4.4119 | 213.478 | 27.042 | 246.76 | 5.2729 | 1010.69
15/08/2020 13:00 | 40.467 | 0.17454 | 40.3282 | 24.787 | 286.97 | 5.2159 | 1010.09
15/08/2020 14:00 | 85.094 | 1.1449 | 84.3109 | 24.134 | 126.718 | 4.5219 | 1009.63
15/08/2020 15:00 | 154.12 | 5.7159 | 151.0996 | 23.856 | 109.705 | 5.036 | 1009.12
15/08/2020 16:00 | 133.98 | 21.9613 | 126.7669 | 23.93 | 148.135 | 4.4551 | 1008.87
15/08/2020 17:00 | 43.662 | 27.7592 | 40.7273 | 24.75 | 221.856 | 3.3875 | 1008.79
15/08/2020 18:00 | 0.7792 | 0 | 0.7792 | 24.491 | 70.425 | 3.6709 | 1008.87
15/08/2020 19:00 | 0.3709 | 0 | 0.3709 | 24.461 | 34.451 | 4.4153 | 1008.94
15/08/2020 20:00 | 0 | 0 | 0 | 24.397 | 157.51 | 4.4196 | 1008.7
15/08/2020 21:00 | 0 | 0 | 0 | 22.685 | 254.29 | 3.9598 | 1008.53
15/08/2020 22:00 | 0 | 0 | 0 | 22.804 | 95.821 | 4.2502 | 1008.4
15/08/2020 23:00 | 0 | 0 | 0 | 22.564 | 125.33 | 4.9736 | 1008.29
16/08/2020 00:00 | 0 | 0 | 0 | 22.392 | 54.605 | 5.105 | 1008.25
16/08/2020 01:00 | 0 | 0 | 0 | 21.939 | 124.494 | 4.8003 | 1008.26
16/08/2020 02:00 | 0 | 0 | 0 | 21.716 | 53.892 | 4.3712 | 1008.24
16/08/2020 03:00 | 0 | 0 | 0 | 21.484 | 47.56 | 4.8254 | 1008
16/08/2020 04:00 | 0 | 0 | 0 | 21.465 | 55.745 | 4.8908 | 1007.64
16/08/2020 05:00 | 0.0547 | 0 | 0.0547 | 22.033 | 130.1 | 3.8566 | 1007.21
16/08/2020 06:00 | 5.5752 | 11.702 | 4.9818 | 21.333 | 56.408 | 4.4189 | 1006.68
16/08/2020 07:00 | 69.583 | 5.9873 | 68.1425 | 21.572 | 73.975 | 4.0422 | 1006.13
16/08/2020 08:00 | 301.58 | 243.7963 | 192.9744 | 23.593 | 93.29 | 3.63 | 1005.5
16/08/2020 09:00 | 160.59 | 4.4575 | 157.789 | 24.003 | 101.347 | 3.6359 | 1004.99
16/08/2020 10:00 | 420.54 | 105.7217 | 340.7481 | 25.466 | 117.33 | 4.3407 | 1004.36
16/08/2020 11:00 | 641.14 | 391.7845 | 315.6513 | 25.434 | 109.26 | 4.0061 | 1003.61
16/08/2020 12:00 | 452.84 | 93.5706 | 374.0311 | 25.968 | 114.23 | 4.6395 | 1002.75
16/08/2020 13:00 | 298.34 | 17.1955 | 284.7418 | 25.608 | 100.915 | 5.1371 | 1002.05
16/08/2020 14:00 | 212.42 | 7.196 | 207.5108 | 25.454 | 113.86 | 5.2548 | 1001.64
16/08/2020 15:00 | 195.77 | 15.9154 | 187.45 | 25.203 | 101.76 | 6.001 | 1001.13
16/08/2020 16:00 | 114.96 | 12.4333 | 110.9629 | 24.784 | 105.605 | 5.32 | 1000.87
16/08/2020 17:00 | 22.07 | 3.3028 | 21.7417 | 24.688 | 105.155 | 4.2992 | 1000.77
16/08/2020 18:00 | 0 | 0 | 0 | 24.018 | 94.74 | 4.6747 | 1000.82
16/08/2020 19:00 | 0 | 0 | 0 | 23.943 | 90.535 | 3.7281 | 1000.97
16/08/2020 20:00 | 0 | 0 | 0 | 23.805 | 99.75 | 4.6235 | 1001.04
16/08/2020 21:00 | 0 | 0 | 0 | 23.061 | 96.7 | 4.8133 | 1001.17
16/08/2020 22:00 | 0 | 0 | 0 | 23.225 | 94.11 | 5.1133 | 1001.14
16/08/2020 23:00 | 0 | 0 | 0 | 23.054 | 103.57 | 5.18 | 1001.21
17/08/2020 00:00 | 0 | 0 | 0 | 23.002 | 82.253 | 5.6939 | 1001.39
17/08/2020 01:00 | 0 | 0 | 0 | 23.166 | 91.495 | 5.0709 | 1001.68
17/08/2020 02:00 | 0 | 0 | 0 | 23.04 | 90.698 | 5.3007 | 1002.21
17/08/2020 03:00 | 0 | 0 | 0 | 22.689 | 81.273 | 5.7684 | 1002.82
17/08/2020 04:00 | 0 | 0 | 0 | 22.655 | 76.089 | 5.3334 | 1003.47
17/08/2020 05:00 | 0 | 0 | 0 | 22.688 | 107.81 | 5.2636 | 1003.99
17/08/2020 06:00 | 2.1307 | 2.1923 | 1.9498 | 22.788 | 106.93 | 5.0629 | 1004.32
17/08/2020 07:00 | 46.095 | 2.5777 | 45.4911 | 22.887 | 94.651 | 5.5812 | 1004.53
17/08/2020 08:00 | 176.18 | 17.8287 | 168.1828 | 23.34 | 106.61 | 6.034 | 1004.51
17/08/2020 09:00 | 104.673 | 1.9596 | 103.4424 | 23.118 | 109.27 | 6.6223 | 1004.41
17/08/2020 10:00 | 245.19 | 8.532 | 238.7657 | 23.43 | 117.14 | 6.916 | 1004.24
17/08/2020 11:00 | 386.47 | 54.5317 | 341.4178 | 24.129 | 119.19 | 5.9083 | 1004.05
17/08/2020 12:00 | 212.98 | 6.4515 | 207.5707 | 24.224 | 113.935 | 6.4902 | 1003.88
17/08/2020 13:00 | 168.23 | 3.0786 | 165.798 | 24.5 | 109.56 | 6.4631 | 1003.71
17/08/2020 14:00 | 114.332 | 1.9729 | 112.993 | 24.304 | 108.75 | 6.0894 | 1003.71
17/08/2020 15:00 | 102.7 | 2.725 | 101.2889 | 24.262 | 119.27 | 5.9543 | 1003.67
17/08/2020 16:00 | 65.4 | 2.7805 | 64.5015 | 24.212 | 112.52 | 5.7012 | 1003.71
17/08/2020 17:00 | 26.882 | 5.3457 | 26.3719 | 23.998 | 111.015 | 4.6373 | 1003.85
17/08/2020 18:00 | 0 | 0 | 0 | 23.74 | 110.38 | 4.6441 | 1004.14
17/08/2020 19:00 | 0 | 0 | 0 | 23.976 | 105.36 | 3.973 | 1004.46
17/08/2020 20:00 | 0 | 0 | 0 | 23.71 | 35.927 | 4.4354 | 1004.54
17/08/2020 21:00 | 0 | 0 | 0 | 23.407 | 149.31 | 4.1783 | 1004.58
17/08/2020 22:00 | 0 | 0 | 0 | 23.081 | 140.761 | 4.33 | 1004.61
17/08/2020 23:00 | 0 | 0 | 0 | 22.947 | 43.042 | 4.3818 | 1004.65
18/08/2020 00:00 | 0 | 0 | 0 | 22.921 | 31.012 | 4.8626 | 1004.65
18/08/2020 01:00 | 0 | 0 | 0 | 22.902 | 28.692 | 4.1081 | 1004.5
18/08/2020 02:00 | 0 | 0 | 0 | 23.052 | 29.07 | 3.9063 | 1004.43
18/08/2020 03:00 | 0 | 0 | 0 | 22.287 | 162.34 | 4.0913 | 1004.53
18/08/2020 04:00 | 0 | 0 | 0 | 21.994 | 143.116 | 3.6825 | 1004.71
18/08/2020 05:00 | 0.377 | 0 | 0.377 | 22.444 | 60.041 | 4.0926 | 1004.81
18/08/2020 06:00 | 3.961 | 3.0054 | 3.3341 | 22.443 | 80.063 | 4.0737 | 1004.76
18/08/2020 07:00 | 72.119 | 6.5687 | 70.5803 | 23.281 | 12.7971 | 3.7942 | 1004.62
18/08/2020 08:00 | 318.85 | 375.5918 | 148.934 | 25.691 | 73.78 | 3.6338 | 1004.3
18/08/2020 09:00 | 603.02 | 755.0194 | 133.1171 | 26.981 | 133.38 | 2.8223 | 1003.63
18/08/2020 10:00 | 429.8 | 152.8556 | 315.6556 | 26.393 | 135.73 | 3.7334 | 1002.79
18/08/2020 11:00 | 513.34 | 181.874 | 363.5898 | 26.877 | 127.34 | 4.9088 | 1001.95
18/08/2020 12:00 | 82.988 | 0.65828 | 82.4377 | 24.805 | 98.329 | 5.7508 | 1001.09
18/08/2020 13:00 | 217.57 | 7.2913 | 211.8622 | 23.951 | 125.26 | 5.0583 | 1000.23
18/08/2020 14:00 | 175.45 | 4.4704 | 172.424 | 24.386 | 117.01 | 6.5405 | 999.646
18/08/2020 15:00 | 55.428 | 0.80405 | 55.0149 | 24.275 | 103.98 | 5.7664 | 999.106
18/08/2020 16:00 | 48.422 | 1.5565 | 47.9254 | 23.723 | 137.72 | 7.0347 | 998.857
18/08/2020 17:00 | 28.276 | 6.9911 | 27.6355 | 23.857 | 127.96 | 7.2557 | 998.939
18/08/2020 18:00 | 0.0824 | 0 | 0.0824 | 23.326 | 109.59 | 5.6076 | 999.065
18/08/2020 19:00 | 0 | 0 | 0 | 22.949 | 95.33 | 6.3314 | 999.445
18/08/2020 20:00 | 0 | 0 | 0 | 23.497 | 99.73 | 7.1803 | 999.858
18/08/2020 21:00 | 0 | 0 | 0 | 23.254 | 85.66 | 8.3884 | 1000.38
18/08/2020 22:00 | 0 | 0 | 0 | 23.188 | 108.69 | 7.9382 | 1000.79
18/08/2020 23:00 | 0 | 0 | 0 | 23.224 | 82.249 | 7.3396 | 1001.04
19/08/2020 00:00 | 0 | 0 | 0 | 22.483 | 101.775 | 5.2378 | 1001.25
19/08/2020 01:00 | 0 | 0 | 0 | 23.239 | 84.95 | 4.8684 | 1001.36
19/08/2020 02:00 | 0 | 0 | 0 | 23.181 | 91.04 | 6.1491 | 1001.56
19/08/2020 03:00 | 0 | 0 | 0 | 23.315 | 97.165 | 6.475 | 1001.73
19/08/2020 04:00 | 0 | 0 | 0 | 23.761 | 114.15 | 6.3666 | 1001.9
19/08/2020 05:00 | 0.1596 | 0 | 0.1596 | 23.38 | 81.668 | 6.1807 | 1001.98
19/08/2020 06:00 | 3.2216 | 2.1391 | 2.9041 | 23.561 | 98.55 | 6.234 | 1001.85
19/08/2020 07:00 | 37.816 | 1.7581 | 37.4044 | 24.259 | 106.71 | 7.5963 | 1001.56
19/08/2020 08:00 | 117.05 | 5.06 | 114.8212 | 24.448 | 96.92 | 8.6304 | 1001.14
19/08/2020 09:00 | 173.69 | 5.6414 | 170.2032 | 23.887 | 104.13 | 8.8862 | 1000.64
19/08/2020 10:00 | 201.24 | 4.8157 | 197.6358 | 24.96 | 103.56 | 9.6859 | 1000.34
19/08/2020 11:00 | 288.31 | 11.8208 | 278.614 | 25.226 | 109.93 | 10.0116 | 1000.01
19/08/2020 12:00 | 219.31 | 4.6276 | 215.4571 | 24.46 | 102.48 | 9.5024 | 1000.05
19/08/2020 13:00 | 499.15 | 192.9404 | 347.9124 | 25.715 | 109.38 | 8.6594 | 1000.1
19/08/2020 14:00 | 278.62 | 23.9707 | 262.5092 | 26.01 | 101.615 | 9.5735 | 1000.5
19/08/2020 15:00 | 228.27 | 33.3141 | 211.182 | 25.142 | 106.31 | 9.4806 | 1000.5
19/08/2020 16:00 | 85.02 | 4.8894 | 83.4867 | 24.401 | 113.37 | 9.8255 | 1000.76
19/08/2020 17:00 | 21.566 | 3.8645 | 21.2193 | 23.238 | 109.32 | 10.2055 | 1001.62
19/08/2020 18:00 | 0 | 0 | 0 | 22.927 | 100.14 | 10.17 | 1002.39
19/08/2020 19:00 | 0 | 0 | 0 | 23.339 | 114.8 | 9.1763 | 1002.8
19/08/2020 20:00 | 0 | 0 | 0 | 23.569 | 116.865 | 9.097 | 1002.94
19/08/2020 21:00 | 0 | 0 | 0 | 23.765 | 112.07 | 8.2031 | 1003
19/08/2020 22:00 | 0 | 0 | 0 | 23.182 | 113.34 | 7.8221 | 1003.3
19/08/2020 23:00 | 0 | 0 | 0 | 23.36 | 106.76 | 8.4028 | 1003.57
20/08/2020 00:00 | 0 | 0 | 0 | 24.066 | 90.956 | 7.8735 | 1004
20/08/2020 01:00 | 0 | 0 | 0 | 24.455 | 93.91 | 7.961 | 1004.57
20/08/2020 02:00 | 0 | 0 | 0 | 24.476 | 99.04 | 7.4608 | 1005.25
20/08/2020 03:00 | 0 | 0 | 0 | 24.366 | 96.37 | 7.5693 | 1005.95
20/08/2020 04:00 | 0 | 0 | 0 | 24.565 | 111.86 | 6.3545 | 1006.48
20/08/2020 05:00 | 0 | 0 | 0 | 24.461 | 84.455 | 6.3307 | 1006.77
20/08/2020 06:00 | 1.9202 | 1.798 | 1.8537 | 24.511 | 93.54 | 6.2156 | 1006.84
20/08/2020 07:00 | 83.029 | 11.8228 | 80.268 | 24.96 | 91.27 | 6.1606 | 1006.59
20/08/2020 08:00 | 257.55 | 135.8293 | 198.1905 | 26.011 | 126.65 | 6.7797 | 1006.28
20/08/2020 09:00 | 243.71 | 18.2994 | 232.4096 | 25.471 | 119.585 | 6.8522 | 1005.98
20/08/2020 10:00 | 311.03 | 24.1631 | 292.9989 | 25.014 | 116.395 | 6.4412 | 1005.77
20/08/2020 11:00 | 499.6 | 155.3118 | 372.5817 | 25.599 | 125.995 | 7.4194 | 1005.58
20/08/2020 12:00 | 511.2 | 163.4763 | 375.6583 | 25.608 | 115.28 | 7.2393 | 1005.32
20/08/2020 13:00 | 509.34 | 215.1044 | 341.6127 | 26.693 | 113.45 | 6.876 | 1005.14
20/08/2020 14:00 | 578.11 | 554.336 | 206.0344 | 26.743 | 119.67 | 6.9909 | 1005.2
20/08/2020 15:00 | 191.22 | 14.3579 | 183.8688 | 26.038 | 119.34 | 7.0134 | 1005.1
20/08/2020 16:00 | 89.264 | 5.8443 | 87.4294 | 25.899 | 110.68 | 7.4054 | 1005.09
20/08/2020 17:00 | 21.466 | 4.0526 | 21.1113 | 25.462 | 99.79 | 7.6184 | 1005.39
20/08/2020 18:00 | 0 | 0 | 0 | 25.32 | 114.12 | 6.4551 | 1005.89
20/08/2020 19:00 | 0 | 0 | 0 | 25.297 | 104.49 | 5.3509 | 1006.34
20/08/2020 20:00 | 0 | 0 | 0 | 24.825 | 107.015 | 5.0975 | 1006.46
20/08/2020 21:00 | 0 | 0 | 0 | 24.947 | 107.33 | 3.229 | 1006.52
20/08/2020 22:00 | 0 | 0 | 0 | 23.696 | 99.37 | 3.001 | 1006.52
20/08/2020 23:00 | 0 | 0 | 0 | 23.691 | 98.002 | 3.6655 | 1006.67
21/08/2020 00:00 | 0 | 0 | 0 | 23.572 | 100.131 | 3.932 | 1006.91
21/08/2020 01:00 | 0 | 0 | 0 | 23.003 | 107.29 | 4.3916 | 1007.15
21/08/2020 02:00 | 0 | 0 | 0 | 22.521 | 95.513 | 4.2458 | 1007.54
21/08/2020 03:00 | 0 | 0 | 0 | 23.061 | 118.88 | 4.0457 | 1008.03
21/08/2020 04:00 | 0 | 0 | 0 | 22.469 | 88.962 | 3.6901 | 1008.49
21/08/2020 05:00 | 0.377 | 0 | 0.377 | 23.363 | 97.22 | 3.393 | 1008.85
21/08/2020 06:00 | 0.5739 | 0.16846 | 0.5466 | 24.048 | 110.16 | 3.7694 | 1009.07
21/08/2020 07:00 | 20.633 | 0.53867 | 20.5085 | 24.317 | 78.672 | 4.1326 | 1009.15
21/08/2020 08:00 | 71.065 | 1.741 | 70.2996 | 24.647 | 86.9 | 4.1757 | 1009.02
21/08/2020 09:00 | 93.44 | 1.5444 | 92.4914 | 25.044 | 95.104 | 4.1258 | 1008.81
21/08/2020 10:00 | 75.912 | 0.72832 | 75.3695 | 24.238 | 90.889 | 3.9023 | 1008.49
21/08/2020 11:00 | 181.7 | 3.3149 | 178.9984 | 25.202 | 114.81 | 4.3805 | 1007.97
21/08/2020 12:00 | 160.73 | 2.5269 | 158.643 | 25.792 | 109.308 | 3.9761 | 1007.38
21/08/2020 13:00 | 274.75 | 11.543 | 265.7867 | 26.376 | 138.32 | 4.2379 | 1007.01
21/08/2020 14:00 | 212.22 | 7.3314 | 207.3285 | 25.346 | 118.8 | 4.3178 | 1006.9
21/08/2020 15:00 | 163.05 | 7.5664 | 159.2122 | 26.031 | 127.91 | 4.7604 | 1006.8
21/08/2020 16:00 | 46.018 | 1.5146 | 45.5506 | 25.617 | 122.85 | 4.6443 | 1006.76
21/08/2020 17:00 | 4.9378 | 0.24003 | 4.918 | 24.268 | 110.83 | 4.2027 | 1006.84
21/08/2020 18:00 | 0 | 0 | 0 | 23.334 | 100.72 | 4.344 | 1007.09
21/08/2020 19:00 | 0 | 0 | 0 | 23.155 | 88.2 | 4.1023 | 1007.43
21/08/2020 20:00 | 0 | 0 | 0 | 23.429 | 103.04 | 4.1994 | 1007.67
21/08/2020 21:00 | 0 | 0 | 0 | 23.51 | 91.341 | 4.5122 | 1007.94
21/08/2020 22:00 | 0 | 0 | 0 | 23.792 | 97.55 | 4.1463 | 1008.15
21/08/2020 23:00 | 0 | 0 | 0 | 24.296 | 81.931 | 4.3982 | 1008.4
22/08/2020 00:00 | 0 | 0 | 0 | 24.072 | 106.975 | 3.7615 | 1008.71
22/08/2020 01:00 | 0 | 0 | 0 | 24.011 | 110.97 | 3.9714 | 1009.23
22/08/2020 02:00 | 0 | 0 | 0 | 23.728 | 108.87 | 3.7799 | 1009.83
22/08/2020 03:00 | 0 | 0 | 0 | 24.034 | 112.115 | 3.2127 | 1010.23
22/08/2020 04:00 | 0 | 0 | 0 | 24.149 | 108.38 | 3.9863 | 1010.62
22/08/2020 05:00 | 0 | 0 | 0 | 24.058 | 93.92 | 3.8939 | 1011.04
22/08/2020 06:00 | 3.7553 | 2.51 | 3.2567 | 24.577 | 106.25 | 3.6636 | 1011.5
22/08/2020 07:00 | 41.048 | 2.1664 | 40.5535 | 24.692 | 104.25 | 3.6541 | 1011.89
22/08/2020 08:00 | 163.07 | 15.139 | 156.4959 | 25.511 | 101.64 | 4.8787 | 1012
22/08/2020 09:00 | 327.26 | 171.058 | 223.8307 | 26.668 | 111.415 | 5.1065 | 1011.93
22/08/2020 10:00 | 291.96 | 31.3185 | 268.9278 | 26.002 | 119.91 | 6.043 | 1011.84
22/08/2020 11:00 | 803.62 | 745.3922 | 198.9564 | 26.037 | 99.41 | 6.2981 | 1011.77
22/08/2020 12:00 | 341.2 | 24.04 | 321.4172 | 27.255 | 121.39 | 5.884 | 1011.65
22/08/2020 13:00 | 873.89 | 939.9494 | 148.0961 | 27.283 | 116.77 | 6.1397 | 1011.51
22/08/2020 14:00 | 578.81 | 575.9723 | 196.7583 | 27.334 | 113.37 | 6.7076 | 1011.51
22/08/2020 15:00 | 330.08 | 247.3697 | 207.0942 | 25.855 | 109.12 | 7.3497 | 1011.58
22/08/2020 16:00 | 139.725 | 96.1061 | 109.7487 | 25.169 | 110.06 | 7.4923 | 1011.8
22/08/2020 17:00 | 22.897 | 6.7758 | 22.386 | 23.691 | 105.23 | 6.2138 | 1012.14
22/08/2020 18:00 | 0 | 0 | 0 | 23.967 | 108.42 | 5.9983 | 1012.67
22/08/2020 19:00 | 0 | 0 | 0 | 24.335 | 107.51 | 6.3079 | 1013.31
22/08/2020 20:00 | 0 | 0 | 0 | 24.398 | 109.77 | 5.6644 | 1013.78
22/08/2020 21:00 | 0 | 0 | 0 | 24.469 | 111.24 | 6.2242 | 1013.98
22/08/2020 22:00 | 0 | 0 | 0 | 24.33 | 109.57 | 5.9943 | 1014.26
22/08/2020 23:00 | 0 | 0 | 0 | 24.714 | 110.44 | 6.2962 | 1014.58
23/08/2020 00:00 | 0 | 0 | 0 | 24.172 | 97.18 | 6.5065 | 1014.9
23/08/2020 01:00 | 0 | 0 | 0 | 23.958 | 95.75 | 5.6696 | 1015.15
23/08/2020 02:00 | 0 | 0 | 0 | 23.988 | 110.07 | 5.6089 | 1015.33
23/08/2020 03:00 | 0 | 0 | 0 | 24.137 | 101.84 | 5.6131 | 1015.54
23/08/2020 04:00 | 0 | 0 | 0 | 23.98 | 106.85 | 5.9584 | 1015.74
23/08/2020 05:00 | 0 | 0 | 0 | 24.022 | 106.38 | 5.4672 | 1015.83
23/08/2020 06:00 | 2.4526 | 2.6797 | 2.2015 | 24.23 | 107.25 | 6.0507 | 1015.77
23/08/2020 07:00 | 118.23 | 90.8038 | 97.7376 | 24.57 | 106.57 | 6.7855 | 1015.46
23/08/2020 08:00 | 436 | 810.5876 | 83.185 | 25.794 | 106.17 | 6.6471 | 1014.93
23/08/2020 09:00 | 535.33 | 585.2352 | 177.9968 | 26.615 | 108.7 | 7.6052 | 1014.45
23/08/2020 10:00 | 759.6 | 850.6282 | 132.4893 | 27.602 | 116.09 | 7.4794 | 1013.95
23/08/2020 11:00 | 800.73 | 792.8775 | 159.5508 | 27.992 | 111.71 | 8.5187 | 1013.5
23/08/2020 12:00 | 781 | 725.2921 | 186.8271 | 27.921 | 102.86 | 8.1479 | 1013
23/08/2020 13:00 | 744.09 | 753.7622 | 164.9156 | 27.687 | 109.9 | 8.6585 | 1012.51
23/08/2020 14:00 | 628.29 | 721.0924 | 151.8825 | 27.543 | 108.565 | 8.3347 | 1012.04
23/08/2020 15:00 | 208 | 27.3735 | 194.3752 | 26.399 | 104.91 | 9.087 | 1011.51
23/08/2020 16:00 | 231.31 | 401.721 | 111.2625 | 26.304 | 104.88 | 8.9009 | 1011.11
23/08/2020 17:00 | 42.442 | 91.2536 | 32.1771 | 25.739 | 110.18 | 7.8123 | 1010.93
23/08/2020 18:00 | 0 | 0 | 0 | 25.042 | 108.08 | 7.1157 | 1010.92
23/08/2020 19:00 | 0 | 0 | 0 | 24.819 | 108.38 | 6.4665 | 1010.96
23/08/2020 20:00 | 0 | 0 | 0 | 24.866 | 110.49 | 6.3664 | 1010.78
23/08/2020 21:00 | 0 | 0 | 0 | 24.885 | 104.14 | 6.0028 | 1010.54
23/08/2020 22:00 | 0 | 0 | 0 | 24.66 | 109.66 | 6.4864 | 1010.15
23/08/2020 23:00 | 0 | 0 | 0 | 24.471 | 103 | 5.5725 | 1009.8
24/08/2020 00:00 | 0 | 0 | 0 | 24.476 | 99.595 | 5.6097 | 1009.47
24/08/2020 01:00 | 0 | 0 | 0 | 24.446 | 108.75 | 5.663 | 1009.21
24/08/2020 02:00 | 0 | 0 | 0 | 24.219 | 106.25 | 6.0052 | 1009.04
24/08/2020 03:00 | 0 | 0 | 0 | 24.248 | 98.55 | 5.3232 | 1008.89
24/08/2020 04:00 | 0 | 0 | 0 | 24.213 | 105.53 | 4.8033 | 1008.74
24/08/2020 05:00 | 0 | 0 | 0 | 24.138 | 97.55 | 4.8571 | 1008.49
24/08/2020 06:00 | 4.0522 | 4.2555 | 3.0615 | 24.198 | 102.87 | 4.4113 | 1008.09
24/08/2020 07:00 | 115.99 | 72.4309 | 99.5116 | 24.642 | 107.64 | 3.8852 | 1007.84
24/08/2020 08:00 | 336.34 | 394.5701 | 165.5791 | 25.824 | 105.64 | 4.9679 | 1007.78
24/08/2020 09:00 | 302.78 | 63.4772 | 264.4189 | 26.509 | 112.91 | 5.7286 | 1007.68
24/08/2020 10:00 | 650.83 | 597.9374 | 210.9134 | 27.019 | 112.74 | 6.2408 | 1007.84
24/08/2020 11:00 | 462.58 | 116.4691 | 368.7546 | 27.06 | 111.64 | 5.8094 | 1007.96
24/08/2020 12:00 | 359.02 | 31.7708 | 333.0894 | 26.761 | 113.69 | 7.2241 | 1008.13
24/08/2020 13:00 | 314.68 | 22.6267 | 297.3699 | 26.847 | 110.26 | 7.6976 | 1008.38
24/08/2020 14:00 | 166.39 | 4.303 | 163.5681 | 26.268 | 108.73 | 7.4583 | 1008.69
24/08/2020 15:00 | 188.58 | 15.3515 | 180.9691 | 26.149 | 111.36 | 7.5448 | 1008.76
24/08/2020 16:00 | 127.55 | 27.641 | 119.2607 | 26.112 | 105.53 | 7.1093 | 1008.97
24/08/2020 17:00 | 15.721 | 2.8787 | 15.5016 | 25.32 | 109.745 | 6.0923 | 1009.15
24/08/2020 18:00 | 0 | 0 | 0 | 25.098 | 108.33 | 5.8923 | 1009.45
24/08/2020 19:00 | 0 | 0 | 0 | 25.114 | 107.51 | 6.3388 | 1009.87
24/08/2020 20:00 | 0 | 0 | 0 | 24.759 | 103.08 | 6.5699 | 1010.24
24/08/2020 21:00 | 0 | 0 | 0 | 24.677 | 107.2 | 6.6513 | 1010.59
24/08/2020 22:00 | 0 | 0 | 0 | 24.12 | 102.555 | 6.9786 | 1010.69
24/08/2020 23:00 | 0 | 0 | 0 | 24.081 | 94.587 | 6.912 | 1010.89
25/08/2020 00:00 | 0 | 0 | 0 | 22.638 | 94.18 | 6.7147 | 1011.22
25/08/2020 01:00 | 0 | 0 | 0 | 23.302 | 92.98 | 6.2963 | 1011.56
25/08/2020 02:00 | 0 | 0 | 0 | 22.923 | 91.228 | 6.5229 | 1012.1
25/08/2020 03:00 | 0 | 0 | 0 | 23.434 | 107.72 | 6.4297 | 1012.62
25/08/2020 04:00 | 0 | 0 | 0 | 22.892 | 99.74 | 6.3122 | 1012.99
25/08/2020 05:00 | 0.1741 | 0 | 0.1741 | 23.114 | 95.34 | 6.4962 | 1013.18
25/08/2020 06:00 | 0.0635 | 0.0068408 | 0.063403 | 22.262 | 104.045 | 6.811 | 1013.24
25/08/2020 07:00 | 24.745 | 0.85158 | 24.558 | 22.503 | 113.78 | 7.61 | 1013.42
25/08/2020 08:00 | 27.711 | 0.27912 | 27.5901 | 22.218 | 109.905 | 7.6095 | 1013.58
25/08/2020 09:00 | 56.564 | 0.58568 | 56.2098 | 22.642 | 123.82 | 7.919 | 1013.78
25/08/2020 10:00 | 54.364 | 0.36955 | 54.0936 | 23.026 | 91.785 | 7.3805 | 1013.73
25/08/2020 11:00 | 93.41 | 0.90517 | 92.6835 | 23.503 | 95.315 | 7.1333 | 1013.62
25/08/2020 12:00 | 174.57 | 3.0865 | 172.0612 | 24.101 | 108.39 | 6.9791 | 1013.48
25/08/2020 13:00 | 179.2 | 3.709 | 176.3756 | 25.146 | 111.57 | 7.7159 | 1013.43
25/08/2020 14:00 | 87.37 | 1.1999 | 86.5866 | 25.379 | 118.62 | 7.8552 | 1013.78
25/08/2020 15:00 | 68.405 | 1.3106 | 67.7608 | 25.207 | 109.915 | 8.2488 | 1014.11
25/08/2020 16:00 | 54.446 | 2.298 | 53.7606 | 25.071 | 111.57 | 7.3764 | 1014.49
25/08/2020 17:00 | 9.8841 | 1.2139 | 9.7935 | 24.638 | 105.03 | 6.4877 | 1014.84
25/08/2020 18:00 | 0 | 0 | 0 | 24.464 | 110.06 | 4.8281 | 1015.09
25/08/2020 19:00 | 0 | 0 | 0 | 23.315 | 104.19 | 5.0437 | 1015.45
25/08/2020 20:00 | 0 | 0 | 0 | 23.737 | 230.013 | 4.3716 | 1015.65
25/08/2020 21:00 | 0 | 0 | 0 | 22.835 | 247.88 | 4.3662 | 1015.7
25/08/2020 22:00 | 0 | 0 | 0 | 22.776 | 73.533 | 4.5089 | 1015.46
25/08/2020 23:00 | 0 | 0 | 0 | 22.473 | 158.767 | 4.9476 | 1015.26
26/08/2020 00:00 | 0 | 0 | 0 | 22.39 | 66.505 | 4.7393 | 1015.23
26/08/2020 01:00 | 0 | 0 | 0 | 22.565 | 124.489 | 4.2954 | 1015.39
26/08/2020 02:00 | 0 | 0 | 0 | 23.082 | 65.407 | 4.8422 | 1015.65
26/08/2020 03:00 | 0 | 0 | 0 | 23.776 | 74.063 | 4.5892 | 1015.95
26/08/2020 04:00 | 0 | 0 | 0 | 23.36 | 44.552 | 5.0665 | 1016.06
26/08/2020 05:00 | 0 | 0 | 0 | 23.228 | 73.084 | 4.9612 | 1015.91
26/08/2020 06:00 | 0.7903 | 3.7908 | 0.78094 | 23.305 | 47.448 | 4.7325 | 1015.73
26/08/2020 07:00 | 63.506 | 5.721 | 62.254 | 23.433 | 94.8405 | 5.3335 | 1015.46
26/08/2020 08:00 | 157.73 | 13.1883 | 152.061 | 24.687 | 69.374 | 6.0901 | 1015.05
26/08/2020 09:00 | 598.81 | 798.6432 | 117.7788 | 27.451 | 91.37 | 5.2587 | 1014.48
26/08/2020 10:00 | 473.6 | 274.0684 | 274.8886 | 27.027 | 98.37 | 5.0061 | 1013.96
26/08/2020 11:00 | 634.72 | 441.4238 | 281.2517 | 27.425 | 121.86 | 4.8111 | 1013.49
26/08/2020 12:00 | 665.85 | 443.9511 | 306.73 | 27.873 | 113 | 3.6971 | 1013.06
26/08/2020 13:00 | 911.69 | 961.8193 | 182.9942 | 27.725 | 110.65 | 3.457 | 1012.6
26/08/2020 14:00 | 315.71 | 63.3994 | 274.775 | 26.034 | 119.395 | 3.69 | 1012.26
26/08/2020 15:00 | 161.943 | 40.8829 | 142.2378 | 24.563 | 112.625 | 3.3382 | 1011.81
26/08/2020 16:00 | 279.45 | 712.5389 | 73.3005 | 25.736 | 105.29 | 3.5126 | 1011.43
26/08/2020 17:00 | 9.3844 | 1.1908 | 9.299 | 23.129 | 122.83 | 3.7731 | 1011.25
26/08/2020 18:00 | 1.7584 | 0 | 1.7584 | 23.652 | 104.105 | 5.1999 | 1010.95
26/08/2020 19:00 | 1.0609 | 0 | 1.0609 | 24.071 | 103.42 | 5.0829 | 1010.9
26/08/2020 20:00 | 0 | 0 | 0 | 23.61 | 109.77 | 5.609 | 1010.85
26/08/2020 21:00 | 0 | 0 | 0 | 22.841 | 96.201 | 5.8137 | 1010.19
26/08/2020 22:00 | 0 | 0 | 0 | 22.595 | 75.086 | 5.7885 | 1009.34
26/08/2020 23:00 | 0 | 0 | 0 | 22.985 | 114.172 | 5.417 | 1008.79
27/08/2020 00:00 | 0 | 0 | 0 | 22.997 | 120.495 | 6.0139 | 1008.47
27/08/2020 01:00 | 0 | 0 | 0 | 23.114 | 114.2465 | 5.8867 | 1008.09
27/08/2020 02:00 | 0 | 0 | 0 | 24.375 | 125.33 | 5.3911 | 1007.7
27/08/2020 03:00 | 0 | 0 | 0 | 23.528 | 104.38 | 6.045 | 1007.45
27/08/2020 04:00 | 0 | 0 | 0 | 24.019 | 109.3 | 5.9093 | 1007.17
27/08/2020 05:00 | 0 | 0 | 0 | 23.597 | 106.575 | 5.7427 | 1006.59
27/08/2020 06:00 | 2.5784 | 2.6656 | 2.2407 | 24.402 | 105.89 | 5.7924 | 1005.9
27/08/2020 07:00 | 141.248 | 275.1612 | 81.949 | 24.619 | 105.04 | 5.7839 | 1005.29
27/08/2020 08:00 | 374.17 | 586.7463 | 123.59 | 25.982 | 98.46 | 6.8095 | 1004.46
27/08/2020 09:00 | 593.82 | 791.6831 | 118.7799 | 27.206 | 108.37 | 6.4373 | 1003.56
27/08/2020 10:00 | 717.84 | 792.7447 | 142.3553 | 26.964 | 110.31 | 7.1123 | 1002.56
27/08/2020 11:00 | 783.27 | 783.2638 | 159.4415 | 27.26 | 113.62 | 6.7116 | 1001.6
27/08/2020 12:00 | 798.44 | 794.7446 | 157.5263 | 27.497 | 120.66 | 7.0528 | 1000.85
27/08/2020 13:00 | 743.52 | 785.4926 | 150.2526 | 28.109 | 114.88 | 6.2211 | 1000.11
27/08/2020 14:00 | 410.48 | 215.5862 | 271.6544 | 27.071 | 111.15 | 6.2246 | 999.497
27/08/2020 15:00 | 408.2 | 555.1742 | 139.6035 | 26.934 | 113.51 | 6.9051 | 998.795
27/08/2020 16:00 | 261.93 | 642.1104 | 76.2362 | 26.883 | 108.69 | 5.968 | 998.094
27/08/2020 17:00 | 22.149 | 8.8616 | 21.571 | 24.681 | 127.03 | 4.8594 | 997.541
27/08/2020 18:00 | 0 | 0 | 0 | 25 | 125.925 | 5.1278 | 997.188
27/08/2020 19:00 | 0 | 0 | 0 | 23.68 | 66.531 | 5.1859 | 996.986
27/08/2020 20:00 | 0 | 0 | 0 | 23.19 | 196.499 | 5.5284 | 996.53
27/08/2020 21:00 | 0 | 0 | 0 | 24.166 | 271.69 | 5.0953 | 996.142
27/08/2020 22:00 | 0 | 0 | 0 | 23.87 | 36.007 | 5.9255 | 995.896
27/08/2020 23:00 | 0 | 0 | 0 | 22.995 | 55.954 | 6.0057 | 995.71
28/08/2020 00:00 | 0 | 0 | 0 | 22.463 | 90.94 | 5.7606 | 995.471
28/08/2020 01:00 | 0 | 0 | 0 | 24.525 | 120.88 | 6.1806 | 995.212
28/08/2020 02:00 | 0 | 0 | 0 | 22.186 | 94.962 | 5.8559 | 994.92
28/08/2020 03:00 | 0 | 0 | 0 | 22.037 | 78.358 | 6.3416 | 994.697
28/08/2020 04:00 | 0 | 0 | 0 | 21.621 | 90.584 | 6.6723 | 994.568
28/08/2020 05:00 | 0 | 0 | 0 | 22.449 | 102 | 7.5947 | 994.467
28/08/2020 06:00 | 0.7651 | 0.94481 | 0.72437 | 22.925 | 97.169 | 7.9245 | 994.487
28/08/2020 07:00 | 40.555 | 2.3993 | 40.0241 | 23.577 | 107.88 | 7.6858 | 994.572
28/08/2020 08:00 | 209.88 | 59.3941 | 184.4818 | 24.767 | 125.145 | 8.1043 | 994.629
28/08/2020 09:00 | 666.98 | 862.5275 | 150.7615 | 26.29 | 116.21 | 9.7647 | 994.957
28/08/2020 10:00 | 386.86 | 126.3711 | 295.1535 | 26.12 | 109.455 | 10.1629 | 995.312
28/08/2020 11:00 | 354.74 | 35.8532 | 326.3068 | 27.045 | 114.44 | 9.9325 | 995.975
28/08/2020 12:00 | 525.54 | 244.029 | 329.7152 | 27.48 | 120.21 | 9.9477 | 996.445
28/08/2020 13:00 | 790.38 | 872.7171 | 134.0561 | 29.092 | 130.82 | 9.7886 | 996.432
28/08/2020 14:00 | 507.9 | 481.3701 | 198.4012 | 29.674 | 231.11 | 9.7106 | 996.672
28/08/2020 15:00 | 483.52 | 806.8829 | 92.6905 | 29.022 | 266.64 | 8.7023 | 997.257
28/08/2020 16:00 | 81.723 | 5.5219 | 80.1396 | 27.492 | 283.96 | 7.5 | 997.641
28/08/2020 17:00 | 23.368 | 14.1288 | 22.4475 | 26.746 | 219.8 | 6.3133 | 997.958
28/08/2020 18:00 | 0 | 0 | 0 | 24.775 | 57.967 | 5.5663 | 998.149
28/08/2020 19:00 | 0 | 0 | 0 | 23.782 | 86.131 | 3.8884 | 998.25
28/08/2020 20:00 | 0 | 0 | 0 | 23.803 | 29.822 | 4.7712 | 998.709
28/08/2020 21:00 | 0 | 0 | 0 | 22.92 | 75.472 | 4.9373 | 998.924
28/08/2020 22:00 | 0 | 0 | 0 | 22.59 | 114.694 | 3.8761 | 998.945
28/08/2020 23:00 | 0 | 0 | 0 | 23.116 | 42.208 | 4.2055 | 999.065
29/08/2020 00:00 | 0 | 0 | 0 | 23.013 | 88.974 | 3.1212 | 999.189
29/08/2020 01:00 | 0 | 0 | 0 | 22.856 | 242.045 | 3.8033 | 999.104
29/08/2020 02:00 | 0 | 0 | 0 | 23.173 | 52.04 | 3.6964 | 999.046
29/08/2020 03:00 | 0 | 0 | 0 | 22.559 | 60.096 | 4.5943 | 998.946
29/08/2020 04:00 | 0 | 0 | 0 | 22.503 | 67.957 | 5.0819 | 998.636
29/08/2020 05:00 | 0 | 0 | 0 | 21.979 | 61.027 | 5.699 | 998.131
29/08/2020 06:00 | 1.5122 | 3.7561 | 1.267 | 21.343 | 104.365 | 5.2601 | 997.481
29/08/2020 07:00 | 158.24 | 324.9234 | 88.1572 | 22.497 | 109.947 | 4.005 | 997.002
29/08/2020 08:00 | 355.35 | 518.0577 | 136.4616 | 26.769 | 297.73 | 4.1005 | 996.703
29/08/2020 09:00 | 560.66 | 713.5498 | 136.1706 | 28.034 | 197.078 | 4.5648 | 996.555
29/08/2020 10:00 | 268.94 | 14.7806 | 258.2752 | 27.109 | 154.75 | 4.8511 | 996.605
29/08/2020 11:00 | 851.8 | 899.3227 | 141.0635 | 28.319 | 201.67 | 6.2216 | 996.555
29/08/2020 12:00 | 308.81 | 17.1235 | 295.1138 | 28.318 | 232.86 | 6.1427 | 996.342
29/08/2020 13:00 | 479.21 | 268.5533 | 277.1319 | 28.712 | 233.91 | 6.8809 | 996.288
29/08/2020 14:00 | 590.38 | 675.4569 | 158.3768 | 28.219 | 122.06 | 5.4153 | 996.267
29/08/2020 15:00 | 192.8 | 21.8524 | 182.3602 | 28.129 | 219.68 | 6.2984 | 995.949
29/08/2020 16:00 | 119.53 | 28.0244 | 111.5205 | 27.509 | 143.34 | 6.1862 | 995.754
29/08/2020 17:00 | 15.478 | 4.1598 | 15.2209 | 26.591 | 270.115 | 4.9302 | 995.799
29/08/2020 18:00 | 0 | 0 | 0 | 24.668 | 82.327 | 5.1315 | 995.902
29/08/2020 19:00 | 0 | 0 | 0 | 23.231 | 83.6168 | 5.5064 | 996.173
29/08/2020 20:00 | 0 | 0 | 0 | 22.95 | 73.756 | 4.6322 | 996.412
29/08/2020 21:00 | 0 | 0 | 0 | 22.875 | 127.972 | 5.227 | 996.788
29/08/2020 22:00 | 0 | 0 | 0 | 22.59 | 68.624 | 4.8381 | 996.929
29/08/2020 23:00 | 0 | 0 | 0 | 21.875 | 44.165 | 5.0456 | 997.008
30/08/2020 00:00 | 0 | 0 | 0 | 21.561 | 32.609 | 5.4405 | 997.201
30/08/2020 01:00 | 0 | 0 | 0 | 21.517 | 72.239 | 5.1829 | 997.466
30/08/2020 02:00 | 0 | 0 | 0 | 21.307 | 110.6565 | 4.706 | 997.798
30/08/2020 03:00 | 0 | 0 | 0 | 20.889 | 148.201 | 3.9618 | 998.159
30/08/2020 04:00 | 0 | 0 | 0 | 22.004 | 138.1 | 4.007 | 998.415
30/08/2020 05:00 | 0 | 0 | 0 | 21.952 | 132.145 | 4.4594 | 998.358
30/08/2020 06:00 | 2.4648 | 0 | 1.9817 | 21.447 | 119.397 | 3.8822 | 998.278
30/08/2020 07:00 | 158.87 | 341.0651 | 85.9886 | 22.8 | 107.79 | 4.5411 | 998.144
30/08/2020 08:00 | 373.84 | 613.4347 | 116.0461 | 27.467 | 75.184 | 4.4224 | 997.82
30/08/2020 09:00 | 559.17 | 717.045 | 134.4821 | 27.757 | 129.8 | 4.2192 | 997.483
30/08/2020 10:00 | 688.67 | 742.3277 | 155.9083 | 28.124 | 195.82 | 3.9598 | 997.032
30/08/2020 11:00 | 771.7 | 773.6485 | 162.4428 | 28.232 | 180.72 | 4.2049 | 996.467
30/08/2020 12:00 | 689.29 | 634.705 | 183.6767 | 27.81 | 178.51 | 4.8834 | 995.934
30/08/2020 13:00 | 311.62 | 66.7684 | 262.1702 | 27.526 | 175.99 | 6.3138 | 995.491
30/08/2020 14:00 | 327.08 | 114.399 | 255.0113 | 27.151 | 134.43 | 6.6093 | 995.017
30/08/2020 15:00 | 383.4 | 458.0377 | 163.6144 | 27.402 | 143.48 | 7.5237 | 994.464
30/08/2020 16:00 | 81.946 | 6.0029 | 80.2684 | 26.518 | 130.89 | 7.5365 | 994.224
30/08/2020 17:00 | 39.683 | 0 | 26.7891 | 26.419 | 123.46 | 7.5956 | 994.09
30/08/2020 18:00 | 0 | 0 | 0 | 25.381 | 73.312 | 6.9084 | 994.205
30/08/2020 19:00 | 0 | 0 | 0 | 23.738 | 42.276 | 6.185 | 994.353
30/08/2020 20:00 | 0 | 0 | 0 | 23.042 | 47.582 | 6.7328 | 994.056
30/08/2020 21:00 | 0 | 0 | 0 | 22.82 | 47.869 | 6.3981 | 994.395
30/08/2020 22:00 | 0 | 0 | 0 | 22.771 | 75.93 | 5.366 | 994.238
30/08/2020 23:00 | 0 | 0 | 0 | 22.518 | 139.7355 | 5.9141 | 994.124
31/08/2020 00:00 | 0 | 0 | 0 | 22.599 | 105.462 | 5.4223 | 994.192
31/08/2020 01:00 | 0 | 0 | 0 | 21.388 | 53.3215 | 6.0794 | 994.235
31/08/2020 02:00 | 0 | 0 | 0 | 21.654 | 42.427 | 4.7423 | 994.422
31/08/2020 03:00 | 0 | 0 | 0 | 20.782 | 126.029 | 3.1306 | 994.588
31/08/2020 04:00 | 0 | 0 | 0 | 20.605 | 66.168 | 5.6973 | 994.845
31/08/2020 05:00 | 0 | 0 | 0 | 20.863 | 61.875 | 8.7355 | 995.275
31/08/2020 06:00 | 1.889 | 0 | 1.5307 | 20.522 | 290.79 | 9.5805 | 995.607
31/08/2020 07:00 | 187.99 | 606.9629 | 58.3628 | 21.989 | 103.614 | 8.97 | 996.094
31/08/2020 08:00 | 431.75 | 850.9246 | 75.8027 | 25.873 | 296.17 | 8.7005 | 996.359
31/08/2020 09:00 | 564.57 | 741.2226 | 127.4231 | 28.005 | 278.99 | 8.4118 | 996.663
31/08/2020 10:00 | 714.37 | 810.8314 | 134.8707 | 28.995 | 210.12 | 8.3653 | 996.918
31/08/2020 11:00 | 836.1 | 887.8185 | 139.7202 | 28.306 | 191.21 | 8.2089 | 997.141
31/08/2020 12:00 | 565.3 | 329.8557 | 303.2561 | 27.871 | 196.7 | 8.4293 | 997.384
31/08/2020 13:00 | 281.11 | 15.6207 | 269.5208 | 27.13 | 155.83 | 8.0579 | 997.52
31/08/2020 14:00 | 186.87 | 6.0103 | 183.0544 | 27.328 | 219.51 | 7.9076 | 997.946
31/08/2020 15:00 | 184.51 | 18.394 | 175.8217 | 26.821 | 124.83 | 7.8987 | 998.466
31/08/2020 16:00 | 144.52 | 93.2304 | 118.3641 | 26.955 | 131.55 | 7.5156 | 999.137
31/08/2020 17:00 | 24.512 | 17.275 | 22.57 | 26.198 | 62.931 | 7.3995 | 999.944
31/08/2020 18:00 | 0 | 0 | 0 | 23.94 | 96.452 | 6.4239 | 1000.53
31/08/2020 19:00 | 0 | 0 | 0 | 23.601 | 173.74 | 5.2656 | 1001.06
31/08/2020 20:00 | 0 | 0 | 0 | 23.712 | 125.696 | 5.0806 | 1001.56
31/08/2020 21:00 | 0 | 0 | 0 | 22.896 | 49.035 | 4.6374 | 1002.04
31/08/2020 22:00 | 0 | 0 | 0 | 22.828 | 30.486 | 5.0199 | 1002.48
31/08/2020 23:00 | 0 | 0 | 0 | 22.894 | 56.1343 | 5.0207 | 1002.86
01/09/2020 00:00 | 0 | 0 | 0 | 22.527 | 53.466 | 4.5613 | 1003.37
01/09/2020 01:00 | 0 | 0 | 0 | 22.383 | 53.017 | 5.0717 | 1003.92
01/09/2020 02:00 | 0 | 0 | 0 | 22.406 | 85.5105 | 5.5651 | 1004.3
01/09/2020 03:00 | 0 | 0 | 0 | 22.346 | 109.051 | 5.3652 | 1004.74
01/09/2020 04:00 | 0 | 0 | 0 | 22.767 | 131.274 | 4.6098 | 1005.17
01/09/2020 05:00 | 0 | 0 | 0 | 22.458 | 122.404 | 5.0677 | 1005.59
01/09/2020 06:00 | 2.0278 | 0 | 1.6807 | 21.983 | 110.603 | 4.9301 | 1005.87
01/09/2020 07:00 | 157.86 | 356.1227 | 83.013 | 23.901 | 56.677 | 5.5616 | 1006.08
01/09/2020 08:00 | 368.87 | 609.613 | 115.3491 | 28.038 | 52.589 | 6.8674 | 1006.48
01/09/2020 09:00 | 558.96 | 732.1421 | 129.0869 | 28.645 | 148.36 | 7.2946 | 1006.87
01/09/2020 10:00 | 884.19 | 1032.4759 | 148.8762 | 29.385 | 205.85 | 6.6252 | 1006.92
01/09/2020 11:00 | 749.55 | 689.7424 | 210.9914 | 29.831 | 213.43 | 6.1109 | 1006.65
01/09/2020 12:00 | 944.2 | 997.1197 | 155.793 | 28.876 | 150.08 | 6.4327 | 1006.57
01/09/2020 13:00 | 654.44 | 606.7765 | 206.7191 | 28.682 | 135.72 | 6.3283 | 1006.74
01/09/2020 14:00 | 437.25 | 268.2639 | 267.6391 | 28.469 | 132.86 | 7.0814 | 1006.55
01/09/2020 15:00 | 131.42 | 5.3443 | 128.9038 | 27.65 | 228.76 | 6.8361 | 1006.33
01/09/2020 16:00 | 74.381 | 4.916 | 73.0307 | 27.221 | 282.25 | 5.6042 | 1006.58
01/09/2020 17:00 | 22.638 | 21.5459 | 21.4152 | 26.773 | 291.36 | 6.0332 | 1006.64
01/09/2020 18:00 | 0 | 0 | 0 | 26.362 | 283.55 | 4.9884 | 1006.77
01/09/2020 19:00 | 0 | 0 | 0 | 25.986 | 319.04 | 4.8304 | 1006.84
01/09/2020 20:00 | 0 | 0 | 0 | 25.324 | 268.17 | 4.9846 | 1006.92
01/09/2020 21:00 | 0 | 0 | 0 | 24.621 | 195.64 | 5.218 | 1007.17
01/09/2020 22:00 | 0 | 0 | 0 | 24.333 | 190.558 | 5.6093 | 1007.23
01/09/2020 23:00 | 0 | 0 | 0 | 23.685 | 200.972 | 6.124 | 1007.04
02/09/2020 00:00 | 0 | 0 | 0 | 23.701 | 196.505 | 5.9515 | 1006.98
02/09/2020 01:00 | 0 | 0 | 0 | 23.699 | 98.397 | 5.7718 | 1006.95
02/09/2020 02:00 | 0 | 0 | 0 | 23.654 | 300.64 | 5.2111 | 1007.19
02/09/2020 03:00 | 0 | 0 | 0 | 23.434 | 315.27 | 5.0371 | 1007.08
02/09/2020 04:00 | 0 | 0 | 0 | 23.257 | 206.257 | 5.0207 | 1007.17
02/09/2020 05:00 | 0 | 0 | 0 | 22.813 | 81.677 | 5.5024 | 1007.02
02/09/2020 06:00 | 3.2537 | 0 | 2.5856 | 22.391 | 244.588 | 6.0616 | 1006.4
02/09/2020 07:00 | 67.934 | 8.1231 | 66.2381 | 22.889 | 100.934 | 6.4059 | 1005.78
02/09/2020 08:00 | 140.91 | 9.5323 | 136.9596 | 24.596 | 219.4 | 6.7622 | 1005.06
02/09/2020 09:00 | 259.47 | 33.8582 | 239.6581 | 25.285 | 129.58 | 7.8233 | 1004.45
02/09/2020 10:00 | 193.58 | 5.0683 | 189.9899 | 26.552 | 135.03 | 7.9043 | 1003.99
02/09/2020 11:00 | 211.89 | 4.9955 | 208.0004 | 26.628 | 117.3 | 8.2658 | 1003.44
02/09/2020 12:00 | 367.77 | 44.0267 | 333.0993 | 27.469 | 145.56 | 8.8783 | 1002.58
02/09/2020 13:00 | 344.87 | 47.3741 | 309.9176 | 27.736 | 228.59 | 9.5776 | 1001.84
02/09/2020 14:00 | 183.84 | 5.8087 | 180.1905 | 27.337 | 196.27 | 9.73 | 1001.28
02/09/2020 15:00 | 110.11 | 3.7136 | 108.3585 | 26.842 | 113.12 | 9.3708 | 1000.63
02/09/2020 16:00 | 70.792 | 4.5406 | 69.5435 | 26.669 | 146.38 | 9.9087 | 999.813
02/09/2020 17:00 | 5.1077 | 0.59086 | 5.0733 | 25.969 | 75.1694 | 9.3536 | 999.465
02/09/2020 18:00 | 0 | 0 | 0 | 25.366 | 156.54 | 8.6811 | 999.975
02/09/2020 19:00 | 0 | 0 | 0 | 24.881 | 39.97 | 7.7485 | 999.493
02/09/2020 20:00 | 0 | 0 | 0 | 24.608 | 89.896 | 7.9586 | 998.662
02/09/2020 21:00 | 0 | 0 | 0 | 25.015 | 317.91 | 7.8731 | 998.181
02/09/2020 22:00 | 0 | 0 | 0 | 24.985 | 121.54 | 9.3986 | 997.288
02/09/2020 23:00 | 0 | 0 | 0 | 24.622 | 258.145 | 8.9641 | 996.09
03/09/2020 00:00 | 0 | 0 | 0 | 24.079 | 132.9516 | 9.3991 | 994.867
03/09/2020 01:00 | 0 | 0 | 0 | 24.411 | 156.534 | 9.9387 | 993.94
03/09/2020 02:00 | 0 | 0 | 0 | 24.024 | 47.932 | 9.8533 | 992.866
03/09/2020 03:00 | 0 | 0 | 0 | 24.323 | 23.9118 | 10.0171 | 992.202
03/09/2020 04:00 | 0 | 0 | 0 | 24.256 | 48.433 | 9.2624 | 991.228
03/09/2020 05:00 | 0 | 0 | 0 | 24.202 | 69.578 | 9.0791 | 990.257
03/09/2020 06:00 | 1.5397 | 0 | 1.0964 | 23.74 | 140.2816 | 9.3353 | 989.529
03/09/2020 07:00 | 108.76 | 145.5485 | 79.7927 | 24.727 | 145.951 | 8.7197 | 988.955
03/09/2020 08:00 | 5.8159 | 0.014542 | 5.8098 | 23.513 | 255.75 | 8.7267 | 988.231
03/09/2020 09:00 | 51.157 | 0.52093 | 50.8533 | 22.208 | 61.72 | 8.1886 | 987.988
03/09/2020 10:00 | 149.65 | 3.0309 | 147.5066 | 23.178 | 117.096 | 8.846 | 987.612
03/09/2020 11:00 | 302.23 | 17.9712 | 288.2876 | 25.613 | 279.84 | 8.043 | 987.281
03/09/2020 12:00 | 216.34 | 5.4032 | 212.1022 | 27.251 | 248.87 | 7.9288 | 987.148
03/09/2020 13:00 | 422.91 | 125.3334 | 330.9752 | 27.053 | 134.75 | 8.4809 | 987.055
03/09/2020 14:00 | 221.34 | 12.1485 | 213.738 | 26.825 | 144.32 | 7.9812 | 987.06
03/09/2020 15:00 | 49.796 | 0.76717 | 49.4382 | 25.69 | 167.97 | 7.0255 | 987.013
03/09/2020 16:00 | 33.37 | 1.0414 | 33.0846 | 24.138 | 108.707 | 6.2975 | 987.012
03/09/2020 17:00 | 11.1916 | 3.1205 | 11.0269 | 23.456 | 186.715 | 5.2536 | 987.001
03/09/2020 18:00 | 0.377 | 0 | 0.377 | 22.89 | 120.649 | 4.4666 | 987
03/09/2020 19:00 | 0.0522 | 0 | 0.0522 | 23.033 | 113.387 | 4.6318 | 986.977
03/09/2020 20:00 | 0 | 0 | 0 | 23.056 | 88.802 | 4.6191 | 987.214
03/09/2020 21:00 | 0 | 0 | 0 | 23.965 | 136.033 | 4.1414 | 987.535
03/09/2020 22:00 | 0 | 0 | 0 | 23.399 | 174.92 | 4.9419 | 987.507
03/09/2020 23:00 | 0 | 0 | 0 | 22.526 | 243.56 | 4.3957 | 987.572
04/09/2020 00:00 | 0 | 0 | 0 | 23.082 | 37.749 | 4.9917 | 987.909
04/09/2020 01:00 | 0 | 0 | 0 | 22.648 | 121.025 | 5.2877 | 988.355
04/09/2020 02:00 | 0 | 0 | 0 | 22.299 | 68.989 | 5.3291 | 988.779
04/09/2020 03:00 | 0 | 0 | 0 | 21.924 | 79.657 | 5.4594 | 989.157
04/09/2020 04:00 | 0 | 0 | 0 | 21.425 | 84.096 | 5.8804 | 989.603
04/09/2020 05:00 | 0 | 0 | 0 | 20.374 | 116.009 | 5.0042 | 990.063
04/09/2020 06:00 | 1.4559 | 0 | 1.2038 | 20.469 | 90.3863 | 5.175 | 990.262
04/09/2020 07:00 | 50.182 | 4.1302 | 49.3471 | 21.037 | 184.235 | 6.4001 | 990.229
04/09/2020 08:00 | 373.02 | 658.9492 | 103.4041 | 24.864 | 126.548 | 6.6833 | 990.158
04/09/2020 09:00 | 508.08 | 607.96 | 157.1214 | 26.94 | 216.33 | 7.0815 | 990.243
04/09/2020 10:00 | 709.42 | 825.0493 | 128.9325 | 27.544 | 232.91 | 7.4036 | 990.324
04/09/2020 11:00 | 787.12 | 839.7581 | 138.3909 | 27.328 | 232.67 | 7.5913 | 990.514
04/09/2020 12:00 | 799.2 | 844.5061 | 139.1156 | 27.189 | 207.3 | 7.8957 | 990.866
04/09/2020 13:00 | 245.39 | 9.7354 | 238.2792 | 25.426 | 156 | 7.6141 | 991.409
04/09/2020 14:00 | 212.56 | 9.7639 | 206.4765 | 25.179 | 180.28 | 6.478 | 992.001
04/09/2020 15:00 | 148.09 | 7.4685 | 144.6153 | 24.924 | 155.82 | 6.0763 | 992.234
04/09/2020 16:00 | 41.005 | 1.5818 | 40.5823 | 24.671 | 61.398 | 5.8914 | 992.55
04/09/2020 17:00 | 19.162 | 17.8418 | 18.1473 | 22.738 | 123.81 | 4.5641 | 992.862
04/09/2020 18:00 | 0 | 0 | 0 | 21.73 | 125.347 | 4.7134 | 993.26
04/09/2020 19:00 | 0 | 0 | 0 | 20.957 | 107.725 | 3.9508 | 993.635
04/09/2020 20:00 | 0 | 0 | 0 | 21.516 | 230.978 | 3.8258 | 993.709
04/09/2020 21:00 | 0 | 0 | 0 | 21.184 | 46.325 | 4.4516 | 993.873
04/09/2020 22:00 | 0 | 0 | 0 | 20.352 | 97 | 4.7534 | 994.032
04/09/2020 23:00 | 0 | 0 | 0 | 20.317 | 84.746 | 5.0587 | 994.254
05/09/2020 00:00 | 0 | 0 | 0 | 19.449 | 84.323 | 5.5311 | 994.561
05/09/2020 01:00 | 0 | 0 | 0 | 20.026 | 71.775 | 5.3087 | 995.027
05/09/2020 02:00 | 0 | 0 | 0 | 21.705 | 78.5 | 5.6886 | 995.52
05/09/2020 03:00 | 0 | 0 | 0 | 21.083 | 94.6875 | 5.1684 | 995.887
05/09/2020 04:00 | 0 | 0 | 0 | 19.997 | 60.016 | 5.5955 | 996.175
05/09/2020 05:00 | 1.132 | 0 | 1.132 | 20.536 | 59.502 | 5.6477 | 996.246
05/09/2020 06:00 | 3.1215 | 0 | 2.7433 | 20.029 | 55.853 | 5.9135 | 996.206
05/09/2020 07:00 | 64.007 | 7.3746 | 62.5058 | 21.574 | 64.021 | 5.9447 | 996.05
05/09/2020 08:00 | 355.58 | 628.8239 | 97.5846 | 24.136 | 67.238 | 6.432 | 995.935
05/09/2020 09:00 | 253.84 | 57.8618 | 220.8194 | 24.507 | 129.16 | 7.0537 | 995.824
05/09/2020 10:00 | 753.79 | 897.9002 | 124.4025 | 25.556 | 124.31 | 6.6969 | 995.643
05/09/2020 11:00 | 369.1 | 51.8151 | 329.2477 | 23.679 | 113.57 | 7.3633 | 995.632
05/09/2020 12:00 | 787.99 | 780.4671 | 180.0917 | 25.083 | 116.22 | 7.2926 | 995.933
05/09/2020 13:00 | 513.89 | 340.7864 | 265.3172 | 25.296 | 129.89 | 6.6452 | 996.135
05/09/2020 14:00 | 448.3 | 324.4973 | 247.8935 | 25.687 | 124.16 | 6.9804 | 996.159
05/09/2020 15:00 | 324.54 | 343.1985 | 168.7787 | 25.63 | 124.18 | 6.4143 | 996.086
05/09/2020 16:00 | 177.89 | 251.6481 | 112.1516 | 25.106 | 130.24 | 5.9921 | 996.208
05/09/2020 17:00 | 29.166 | 0 | 21.5429 | 24.032 | 102.226 | 6.2473 | 996.423
05/09/2020 18:00 | 0 | 0 | 0 | 22.963 | 74.093 | 5.7572 | 996.7
05/09/2020 19:00 | 0 | 0 | 0 | 22.124 | 63.675 | 5.8283 | 997.047
05/09/2020 20:00 | 0 | 0 | 0 | 21.307 | 49.368 | 5.3247 | 997.233
05/09/2020 21:00 | 0 | 0 | 0 | 21.088 | 42.39 | 4.9909 | 997.167
05/09/2020 22:00 | 0 | 0 | 0 | 20.729 | 82.576 | 4.6352 | 996.77
05/09/2020 23:00 | 0 | 0 | 0 | 20.395 | 94.6965 | 4.0311 | 996.46
06/09/2020 00:00 | 0 | 0 | 0 | 19.617 | 61.171 | 4.0513 | 996.47
06/09/2020 01:00 | 0 | 0 | 0 | 19.195 | 90.6305 | 4.6657 | 996.562
06/09/2020 02:00 | 0 | 0 | 0 | 19.738 | 52.953 | 4.1074 | 996.701
06/09/2020 03:00 | 0 | 0 | 0 | 17.642 | 57.512 | 4.2624 | 996.906
06/09/2020 04:00 | 0 | 0 | 0 | 18.848 | 45.747 | 4.2918 | 997.168
06/09/2020 05:00 | 0 | 0 | 0 | 18.158 | 61.445 | 4.6274 | 997.259
06/09/2020 06:00 | 1.4952 | 0 | 1.4952 | 19.214 | 46.326 | 5.0333 | 997.192
06/09/2020 07:00 | 205.4 | 845.3747 | 36.6495 | 22.112 | 97.32 | 4.9415 | 996.984
06/09/2020 08:00 | 367.34 | 677.2472 | 92.1737 | 23.609 | 112.76 | 5.253 | 996.535
06/09/2020 09:00 | 553.89 | 755.5159 | 119.7461 | 25.025 | 118.66 | 6.3004 | 996.097
06/09/2020 10:00 | 392.35 | 164.5862 | 277.6494 | 24.431 | 113.25 | 6.0705 | 995.575
06/09/2020 11:00 | 230.59 | 8.3349 | 224.1901 | 22.962 | 96.178 | 6.5218 | 995.12
06/09/2020 12:00 | 800.07 | 785.1644 | 191.1826 | 24.425 | 115.67 | 6.0867 | 994.664
06/09/2020 13:00 | 736.26 | 836.7575 | 130.0485 | 24.705 | 111.23 | 6.1447 | 994.228
06/09/2020 14:00 | 688.1 | 903.2498 | 130.6362 | 25.731 | 116.24 | 4.6393 | 994.022
06/09/2020 15:00 | 197.81 | 29.4339 | 184.2992 | 24.669 | 117.89 | 4.5861 | 993.816
06/09/2020 16:00 | 261.21 | 794.685 | 51.4296 | 24.698 | 108.26 | 4.0963 | 993.776
06/09/2020 17:00 | 13.909 | 6.8798 | 13.6068 | 22.858 | 103.71 | 3.5143 | 993.937
06/09/2020 18:00 | 0 | 0 | 0 | 22.248 | 84.82 | 3.7423 | 994.128
06/09/2020 19:00 | 0 | 0 | 0 | 22.236 | 79.6085 | 4.0678 | 994.337
06/09/2020 20:00 | 0 | 0 | 0 | 22.683 | 92.488 | 4.7178 | 994.331
06/09/2020 21:00 | 0 | 0 | 0 | 22.243 | 90.402 | 3.9371 | 994.194
06/09/2020 22:00 | 0 | 0 | 0 | 22.249 | 83.798 | 3.9654 | 993.881
06/09/2020 23:00 | 0 | 0 | 0 | 21.199 | 62.116 | 4.2202 | 993.612
07/09/2020 00:00 | 0 | 0 | 0 | 19.327 | 106.616 | 3.1271 | 993.476
07/09/2020 01:00 | 0 | 0 | 0 | 19.394 | 91.203 | 3.4417 | 993.478
07/09/2020 02:00 | 0 | 0 | 0 | 18.57 | 67.036 | 3.8228 | 993.644
07/09/2020 03:00 | 0 | 0 | 0 | 18.429 | 47.469 | 3.8125 | 993.839
07/09/2020 04:00 | 0 | 0 | 0 | 19.538 | 59.396 | 4.6642 | 994.032
07/09/2020 05:00 | 0 | 0 | 0 | 18.013 | 74.873 | 4.2786 | 994.087
07/09/2020 06:00 | 1.4223 | 0 | 1.4223 | 17.354 | 70.689 | 5.1269 | 994.03
07/09/2020 07:00 | 155.27 | 411.8119 | 73.4346 | 18.89 | 72.487 | 6.274 | 993.81
07/09/2020 08:00 | 370.1 | 675.3644 | 98.2699 | 23.455 | 334.15 | 6.7204 | 993.547
07/09/2020 09:00 | 555.67 | 768.3876 | 116.0486 | 26.831 | 234.54 | 6.5957 | 993.593
07/09/2020 10:00 | 692.87 | 808.4297 | 130.6293 | 27.044 | 270.72 | 6.2448 | 993.72
07/09/2020 11:00 | 772.49 | 830.0148 | 138.4028 | 27.283 | 270.26 | 6.327 | 993.734
07/09/2020 12:00 | 785.36 | 836.8923 | 138.56 | 27.441 | 279.12 | 6.3896 | 993.755
07/09/2020 13:00 | 725.56 | 821.7895 | 132.5779 | 27.203 | 275.96 | 5.9272 | 993.923
07/09/2020 14:00 | 608.51 | 801.1425 | 116.8186 | 27.352 | 286.29 | 6.0873 | 994.164
07/09/2020 15:00 | 418.79 | 670.5513 | 112.5408 | 27.487 | 280.1 | 6.2644 | 994.202
07/09/2020 16:00 | 224.17 | 557.5976 | 78.8591 | 26.313 | 269.14 | 6.5602 | 994.277
07/09/2020 17:00 | 32.238 | 0 | 17.4613 | 25.274 | 296.19 | 6.4354 | 994.576
07/09/2020 18:00 | 0 | 0 | 0 | 22.885 | 31.231 | 5.4592 | 995.05
07/09/2020 19:00 | 0 | 0 | 0 | 20.684 | 47.716 | 4.8115 | 995.419
07/09/2020 20:00 | 0 | 0 | 0 | 19.628 | 34.014 | 5.5622 | 995.288
07/09/2020 21:00 | 0 | 0 | 0 | 19.471 | 65.595 | 5.277 | 995.201
07/09/2020 22:00 | 0 | 0 | 0 | 19.967 | 62.941 | 5.5042 | 994.917
07/09/2020 23:00 | 0 | 0 | 0 | 18.562 | 259.49 | 5.0398 | 994.663
08/09/2020 00:00 | 0 | 0 | 0 | 18.614 | 26.159 | 4.7957 | 994.4
08/09/2020 01:00 | 0 | 0 | 0 | 19.323 | 117.234 | 5.3473 | 994.225
08/09/2020 02:00 | 0 | 0 | 0 | 18.646 | 50.8147 | 6.081 | 994.074
08/09/2020 03:00 | 0 | 0 | 0 | 18.219 | 61.26 | 6.392 | 993.9
08/09/2020 04:00 | 0 | 0 | 0 | 18.012 | 62.823 | 6.4968 | 993.804
08/09/2020 05:00 | 0 | 0 | 0 | 18.199 | 88.162 | 6.8781 | 993.431
08/09/2020 06:00 | 0.7751 | 0 | 0.7751 | 18.024 | 111.283 | 7.3554 | 993.125
08/09/2020 07:00 | 153.9 | 413.2641 | 72.5596 | 20.863 | 140.305 | 7.537 | 992.604
08/09/2020 08:00 | 359.43 | 634.3126 | 105.4889 | 24.819 | 95.905 | 7.1081 | 992.187
08/09/2020 09:00 | 540 | 728.1904 | 125.1585 | 27.241 | 199.04 | 7.9513 | 991.68
08/09/2020 10:00 | 695.47 | 811.8894 | 133.2501 | 27.269 | 251.22 | 7.1139 | 991.264
08/09/2020 11:00 | 799.35 | 876.0824 | 132.5322 | 27.669 | 224.48 | 6.5381 | 990.868
08/09/2020 12:00 | 766.15 | 806.8239 | 144.8806 | 27.616 | 213.06 | 6.0224 | 990.577
08/09/2020 13:00 | 701.4 | 775.3595 | 144.0706 | 27.054 | 170.13 | 6.0561 | 989.912
08/09/2020 14:00 | 594.41 | 771.3256 | 123.0756 | 27.744 | 190.39 | 6.4387 | 989.795
08/09/2020 15:00 | 393.39 | 573.218 | 133.2863 | 27.703 | 211.67 | 4.7385 | 989.979
08/09/2020 16:00 | 200.99 | 404.2485 | 96.5403 | 26.691 | 238.9 | 4.0573 | 990.024
08/09/2020 17:00 | 19.139 | 8.8998 | 17.074 | 25.443 | 273.7 | 5.6666 | 990.747
08/09/2020 18:00 | 0 | 0 | 0 | 24.919 | 323.73 | 7.3115 | 991.119
08/09/2020 19:00 | 0 | 0 | 0 | 24.473 | 90.916 | 6.627 | 991.247
08/09/2020 20:00 | 0 | 0 | 0 | 23.472 | 93.642 | 7.1879 | 991.448
08/09/2020 21:00 | 0 | 0 | 0 | 22.176 | 106.512 | 6.801 | 991.534
08/09/2020 22:00 | 0 | 0 | 0 | 21.433 | 70.943 | 7.8756 | 991.472
08/09/2020 23:00 | 0 | 0 | 0 | 21.393 | 36.266 | 7.5335 | 991.469
09/09/2020 00:00 | 0 | 0 | 0 | 20.804 | 52.4946 | 6.574 | 991.559
09/09/2020 01:00 | 0 | 0 | 0 | 21.399 | 60.3665 | 6.9425 | 991.831
09/09/2020 02:00 | 0 | 0 | 0 | 20.212 | 104.706 | 7.5739 | 992.219
09/09/2020 03:00 | 0 | 0 | 0 | 19.884 | 107.927 | 7.4714 | 992.611
09/09/2020 04:00 | 0 | 0 | 0 | 19.421 | 106.595 | 6.6499 | 992.998
09/09/2020 05:00 | 0 | 0 | 0 | 19.762 | 45.957 | 7.2595 | 993.181
09/09/2020 06:00 | 0.8163 | 0 | 0.8163 | 19.582 | 114.709 | 6.7819 | 993.342
09/09/2020 07:00 | 138.51 | 291.2072 | 81.6302 | 20.678 | 119.2446 | 6.5925 | 993.495
09/09/2020 08:00 | 347.67 | 586.8318 | 114.0304 | 26.727 | 98.769 | 6.6248 | 993.628
09/09/2020 09:00 | 536.27 | 724.1678 | 125.4947 | 26.719 | 116.1 | 6.8138 | 993.783
09/09/2020 10:00 | 677.45 | 786.2324 | 134.8348 | 27.235 | 129.11 | 6.8408 | 993.707
09/09/2020 11:00 | 754.27 | 806.5404 | 142.6128 | 27.398 | 127.06 | 6.6625 | 993.592
09/09/2020 12:00 | 773.34 | 826.1135 | 139.5314 | 27.495 | 128.76 | 7.382 | 993.71
09/09/2020 13:00 | 714.13 | 810.5989 | 133.6739 | 27.168 | 125.95 | 6.6633 | 993.829
09/09/2020 14:00 | 594.98 | 780.0867 | 120.3059 | 27.126 | 125.47 | 7.5243 | 994.022
09/09/2020 15:00 | 427.58 | 726.0029 | 99.5767 | 26.927 | 118.6 | 7.4971 | 993.914
09/09/2020 16:00 | 216.63 | 527.3473 | 80.9989 | 26.137 | 116.01 | 7.3899 | 994.11
09/09/2020 17:00 | 21.85 | 8.3631 | 17.7372 | 25.194 | 108.14 | 6.623 | 994.486
09/09/2020 18:00 | 0 | 0 | 0 | 24.318 | 98.92 | 6.9933 | 994.921
09/09/2020 19:00 | 0 | 0 | 0 | 24.047 | 100.11 | 6.5288 | 995.267
09/09/2020 20:00 | 0 | 0 | 0 | 23.811 | 87.871 | 6.4898 | 995.491
09/09/2020 21:00 | 0 | 0 | 0 | 23.385 | 74.166 | 6.091 | 995.736
09/09/2020 22:00 | 0 | 0 | 0 | 21.892 | 142.179 | 5.446 | 995.774
09/09/2020 23:00 | 0 | 0 | 0 | 22.89 | 139.753 | 5.8265 | 995.785
10/09/2020 00:00 | 0 | 0 | 0 | 22.186 | 59.124 | 5.2787 | 995.858
10/09/2020 01:00 | 0 | 0 | 0 | 21.592 | 25.8044 | 5.6529 | 995.884
10/09/2020 02:00 | 0 | 0 | 0 | 21.099 | 32.26 | 4.7927 | 995.99
10/09/2020 03:00 | 0 | 0 | 0 | 20.891 | 45.174 | 4.7927 | 996.226
10/09/2020 04:00 | 0 | 0 | 0 | 20.611 | 34.2472 | 5.4862 | 996.54
10/09/2020 05:00 | 0 | 0 | 0 | 20.718 | 28.112 | 5.6613 | 996.73
10/09/2020 06:00 | 1.0515 | 0 | 1.0515 | 20.508 | 44.7195 | 5.6122 | 996.835
10/09/2020 07:00 | 113.61 | 137.3167 | 86.7422 | 21.859 | 141.56 | 5.8952 | 996.856
10/09/2020 08:00 | 322.23 | 471.6869 | 135.4521 | 25.679 | 312.24 | 5.3177 | 996.659
10/09/2020 09:00 | 516.5 | 667.1341 | 139.7379 | 27.34 | 159.58 | 5.7596 | 996.363
10/09/2020 10:00 | 646.74 | 715.9794 | 154.5288 | 28.833 | 124.43 | 6.0011 | 995.994
10/09/2020 11:00 | 706.37 | 705.0756 | 173.6115 | 27.926 | 125.11 | 5.4659 | 995.519
10/09/2020 12:00 | 766.38 | 818.5025 | 140.6659 | 28.141 | 123.98 | 5.4867 | 994.989
10/09/2020 13:00 | 698.26 | 781.9901 | 140.4 | 28.145 | 121.52 | 5.2674 | 994.503
10/09/2020 14:00 | 573.6 | 726.5936 | 133.2688 | 27.595 | 119.56 | 6.0911 | 994.197
10/09/2020 15:00 | 392.52 | 586.8097 | 128.6234 | 27.23 | 120.21 | 6.6919 | 993.898
10/09/2020 16:00 | 196.42 | 390.8686 | 96.5599 | 26.558 | 110.47 | 6.2515 | 993.907
10/09/2020 17:00 | 14.642 | 15.2414 | 14.0323 | 25.428 | 115.29 | 5.7005 | 994.2
10/09/2020 18:00 | 0 | 0 | 0 | 24.557 | 107.27 | 5.8128 | 994.543
10/09/2020 19:00 | 0 | 0 | 0 | 23.942 | 107.53 | 5.2529 | 994.96
10/09/2020 20:00 | 0 | 0 | 0 | 23.593 | 107.44 | 6.1651 | 995.236
10/09/2020 21:00 | 0 | 0 | 0 | 22.815 | 75.592 | 6.4874 | 995.528
10/09/2020 22:00 | 0 | 0 | 0 | 22.438 | 89.197 | 5.2687 | 995.61
10/09/2020 23:00 | 0 | 0 | 0 | 23.674 | 111.5 | 5.2114 | 995.642
11/09/2020 00:00 | 0 | 0 | 0 | 21.237 | 63.344 | 5.5108 | 995.679
11/09/2020 01:00 | 0 | 0 | 0 | 21.729 | 77.407 | 5.1551 | 995.665
11/09/2020 02:00 | 0 | 0 | 0 | 21.547 | 38.73 | 5.1878 | 995.652
11/09/2020 03:00 | 0 | 0 | 0 | 23.094 | 76.515 | 4.6548 | 995.751
11/09/2020 04:00 | 0 | 0 | 0 | 20.376 | 47.532 | 4.1898 | 995.897
11/09/2020 05:00 | 0 | 0 | 0 | 20.899 | 60.173 | 4.1525 | 995.916
11/09/2020 06:00 | 1.0119 | 0 | 1.0119 | 20.147 | 39.292 | 4.8498 | 995.709
11/09/2020 07:00 | 141.66 | 342.1027 | 76.235 | 22.113 | 105.458 | 5.2953 | 995.375
11/09/2020 08:00 | 349.12 | 613.9631 | 107.3512 | 25.437 | 86.993 | 6.2905 | 995.091
11/09/2020 09:00 | 537.33 | 742.8374 | 119.5464 | 26.995 | 109.8 | 5.8866 | 994.727
11/09/2020 10:00 | 551.75 | 509.6516 | 204.3593 | 27.856 | 113.04 | 6.1515 | 994.404
11/09/2020 11:00 | 769.76 | 834.038 | 141.8669 | 28.261 | 121.17 | 6.7163 | 994.118
11/09/2020 12:00 | 782.23 | 851.3491 | 133.7055 | 27.594 | 119.16 | 5.9237 | 993.821
11/09/2020 13:00 | 705.73 | 804.5958 | 133.8543 | 27.504 | 112.99 | 6.0282 | 993.442
11/09/2020 14:00 | 594.42 | 792.2929 | 116.2747 | 27.358 | 112.61 | 6.7067 | 993.253
11/09/2020 15:00 | 421.53 | 719.9614 | 99.5982 | 27.019 | 115.55 | 6.5623 | 993.034
11/09/2020 16:00 | 216.4 | 553.0386 | 76.4971 | 26.139 | 113.93 | 6.0739 | 993.028
11/09/2020 17:00 | 18.251 | 22.2786 | 15.9772 | 25.061 | 105.47 | 4.9551 | 993.095
11/09/2020 18:00 | 0 | 0 | 0 | 23.951 | 92.25 | 4.7659 | 993.076
11/09/2020 19:00 | 0 | 0 | 0 | 23.667 | 81.963 | 5.3339 | 993.036
11/09/2020 20:00 | 0 | 0 | 0 | 23.705 | 84.864 | 5.7968 | 992.942
11/09/2020 21:00 | 0 | 0 | 0 | 22.864 | 93.151 | 6.1402 | 992.89
11/09/2020 22:00 | 0 | 0 | 0 | 20.645 | 24.745 | 5.6143 | 992.72
11/09/2020 23:00 | 0 | 0 | 0 | 22.769 | 86.691 | 6.1124 | 992.512
12/09/2020 00:00 | 0 | 0 | 0 | 23.184 | 110.07 | 5.3715 | 992.383
12/09/2020 01:00 | 0 | 0 | 0 | 22.965 | 96.189 | 5.2794 | 992.422
12/09/2020 02:00 | 0 | 0 | 0 | 22.627 | 77.047 | 5.4266 | 992.497
12/09/2020 03:00 | 0 | 0 | 0 | 22.807 | 74.891 | 6.4534 | 992.549
12/09/2020 04:00 | 0 | 0 | 0 | 23.105 | 115.77 | 6.5812 | 992.711
12/09/2020 05:00 | 0 | 0 | 0 | 23.414 | 103.39 | 6.0237 | 992.763
12/09/2020 06:00 | 0.3497 | 0 | 0.3497 | 22.69 | 92.38 | 6.4958 | 992.803
12/09/2020 07:00 | 147.41 | 409.1927 | 69.9365 | 23.611 | 98.18 | 7.5455 | 992.793
12/09/2020 08:00 | 359.8 | 676.4912 | 94.8942 | 25.613 | 109.125 | 8.2773 | 992.532
12/09/2020 09:00 | 547.27 | 780.2072 | 110.3338 | 26.442 | 108.47 | 8.3468 | 992.308
12/09/2020 10:00 | 685.2 | 821.3928 | 124.7125 | 27.448 | 118.43 | 8.6023 | 992.179
12/09/2020 11:00 | 757.2 | 828.5285 | 135.5598 | 27.198 | 114.51 | 7.908 | 992.089
12/09/2020 12:00 | 764.6 | 825.8042 | 137.7285 | 27.049 | 114.4 | 8.3969 | 992.126
12/09/2020 13:00 | 706.3 | 811.5267 | 131.5668 | 27.217 | 115.19 | 8.8364 | 992.27
12/09/2020 14:00 | 590.4 | 788.3091 | 116.5674 | 26.843 | 115.82 | 8.9434 | 992.469
12/09/2020 15:00 | 422.15 | 730.8883 | 96.8016 | 26.982 | 113.17 | 9.0148 | 992.599
12/09/2020 16:00 | 214.71 | 551.8568 | 75.86 | 25.621 | 114.94 | 8.2834 | 992.697
12/09/2020 17:00 | 18.815 | 0 | 15.9133 | 24.809 | 106.78 | 8.7608 | 992.819
12/09/2020 18:00 | 0 | 0 | 0 | 23.738 | 101.39 | 8.0679 | 992.903
12/09/2020 19:00 | 0 | 0 | 0 | 23.853 | 107.53 | 8.0808 | 993.247
12/09/2020 20:00 | 0 | 0 | 0 | 23.797 | 89.703 | 7.1168 | 994.115
12/09/2020 21:00 | 0 | 0 | 0 | 23.136 | 102.85 | 7.9023 | 994.699
12/09/2020 22:00 | 0 | 0 | 0 | 23.306 | 102.715 | 6.9532 | 995.215
12/09/2020 23:00 | 0 | 0 | 0 | 23.428 | 107.31 | 6.5002 | 995.446
13/09/2020 00:00 | 0 | 0 | 0 | 23.571 | 105.81 | 6.816 | 995.619
13/09/2020 01:00 | 0 | 0 | 0 | 23.436 | 126.33 | 6.8025 | 995.821
13/09/2020 02:00 | 0 | 0 | 0 | 21.459 | 96.273 | 7.3117 | 996.035
13/09/2020 03:00 | 0 | 0 | 0 | 23.505 | 90.758 | 7.162 | 996.308
13/09/2020 04:00 | 0 | 0 | 0 | 23.658 | 112.48 | 8.0421 | 996.752
13/09/2020 05:00 | 0 | 0 | 0 | 23.593 | 111.29 | 8.1641 | 997.226
13/09/2020 06:00 | 0.5118 | 0 | 0.5118 | 22.161 | 88.968 | 9.1057 | 997.294
13/09/2020 07:00 | 135.34 | 341.4819 | 69.8938 | 23.634 | 109.603 | 10.0663 | 997.241
13/09/2020 08:00 | 385.98 | 801.227 | 73.8136 | 25.735 | 112.13 | 10.75 | 997.443
13/09/2020 09:00 | 478.28 | 583.3845 | 153.6249 | 26.067 | 104.02 | 10.0949 | 997.748
13/09/2020 10:00 | 678.22 | 812.3068 | 126.0058 | 28.132 | 132.23 | 10.2112 | 997.968
13/09/2020 11:00 | 774.38 | 848.7622 | 139.7232 | 28.126 | 124.32 | 10.4748 | 998.097
13/09/2020 12:00 | 775.82 | 849.685 | 133.0217 | 27.498 | 124.06 | 9.9242 | 998.315
13/09/2020 13:00 | 456.07 | 330.268 | 222.6655 | 27.781 | 144.07 | 10.3928 | 998.502
13/09/2020 14:00 | 570.55 | 730.3653 | 132.7174 | 27.802 | 126.38 | 10.2408 | 998.701
13/09/2020 15:00 | 350.89 | 474.1999 | 139.4055 | 27.255 | 113.58 | 10.6764 | 998.949
13/09/2020 16:00 | 206.06 | 497.1891 | 81.9015 | 26.911 | 127.925 | 9.2922 | 999.381
13/09/2020 17:00 | 15.593 | 35.9026 | 14.2365 | 25.342 | 102.1 | 8.7157 | 1000.16
13/09/2020 18:00 | 0 | 0 | 0 | 23.124 | 160.027 | 6.9705 | 1001.18
13/09/2020 19:00 | 0 | 0 | 0 | 22.107 | 273.76 | 6.0811 | 1002.08
13/09/2020 20:00 | 0 | 0 | 0 | 22.268 | 101.039 | 6.506 | 1002.61
13/09/2020 21:00 | 0 | 0 | 0 | 21.667 | 119.606 | 6.1068 | 1002.89
13/09/2020 22:00 | 0 | 0 | 0 | 21.732 | 115.349 | 6.3827 | 1003.08
13/09/2020 23:00 | 0 | 0 | 0 | 21.164 | 46.777 | 5.2458 | 1003.34
14/09/2020 00:00 | 0 | 0 | 0 | 20.208 | 99.966 | 5.2663 | 1003.84
14/09/2020 01:00 | 0 | 0 | 0 | 19.794 | 92.351 | 5.003 | 1004.45
14/09/2020 02:00 | 0 | 0 | 0 | 19.699 | 62.394 | 5.5265 | 1004.78
14/09/2020 03:00 | 0 | 0 | 0 | 19.696 | 100.077 | 5.3765 | 1004.95
14/09/2020 04:00 | 0 | 0 | 0 | 19.811 | 49.606 | 5.7725 | 1005.15
14/09/2020 05:00 | 0 | 0 | 0 | 19.267 | 45.598 | 5.2102 | 1005.26
14/09/2020 06:00 | 0.6949 | 0 | 0.6949 | 19.492 | 67.443 | 5.0588 | 1005.32
14/09/2020 07:00 | 132.57 | 299.2142 | 76.9404 | 20.251 | 60.044 | 5.4754 | 1005.39
14/09/2020 08:00 | 343.66 | 616.8841 | 104.7729 | 24.62 | 171.123 | 6.8861 | 1005.12
14/09/2020 09:00 | 530.25 | 743.2827 | 117.5382 | 26.464 | 144.63 | 7.3117 | 1004.87
14/09/2020 10:00 | 676.53 | 814.2808 | 124.9794 | 28.085 | 231.72 | 7.4741 | 1004.66
14/09/2020 11:00 | 744.42 | 814.6546 | 137.4002 | 27.522 | 133.16 | 8.4748 | 1004.1
14/09/2020 12:00 | 753.7 | 815.5213 | 138.8374 | 28.354 | 218.51 | 8.6288 | 1003.79
14/09/2020 13:00 | 701.69 | 812.6178 | 130.2352 | 27.902 | 239.55 | 8.7494 | 1003.59
14/09/2020 14:00 | 606.64 | 839.6339 | 105.8393 | 28.3 | 220.81 | 8.0446 | 1003.64
14/09/2020 15:00 | 480.83 | 910.3554 | 79.319 | 27.891 | 250.22 | 8.3532 | 1003.49
14/09/2020 16:00 | 204.21 | 494.3037 | 81.5697 | 26.92 | 260.42 | 9.2692 | 1003.84
14/09/2020 17:00 | 15.209 | 30.1467 | 13.7866 | 25.235 | 289.23 | 8.5812 | 1004.23
14/09/2020 18:00 | 0 | 0 | 0 | 23.96 | 85.285 | 8.5907 | 1004.96
14/09/2020 19:00 | 0 | 0 | 0 | 22.974 | 80.113 | 8.4131 | 1005.77
14/09/2020 20:00 | 0 | 0 | 0 | 22.026 | 64.688 | 7.5119 | 1006.43
14/09/2020 21:00 | 0 | 0 | 0 | 21.318 | 100.694 | 7.5704 | 1007
14/09/2020 22:00 | 0 | 0 | 0 | 20.852 | 122.394 | 7.2093 | 1007.37
14/09/2020 23:00 | 0 | 0 | 0 | 20.253 | 101.164 | 6.1922 | 1007.63
15/09/2020 00:00 | 0 | 0 | 0 | 19.951 | 88.983 | 7.3503 | 1007.99
15/09/2020 01:00 | 0 | 0 | 0 | 19.643 | 95.362 | 8.0922 | 1008.42
15/09/2020 02:00 | 0 | 0 | 0 | 19.172 | 38.368 | 7.5288 | 1009.09
15/09/2020 03:00 | 0 | 0 | 0 | 19.046 | 54.148 | 7.39 | 1009.6
15/09/2020 04:00 | 0 | 0 | 0 | 18.741 | 63.485 | 7.857 | 1010.03
15/09/2020 05:00 | 0 | 0 | 0 | 18.479 | 109.97 | 8.632 | 1010.43
15/09/2020 06:00 | 0.5113 | 0 | 0.5113 | 18.295 | 92.742 | 8.8865 | 1010.64
15/09/2020 07:00 | 136.17 | 343.7575 | 72.8431 | 19.673 | 32.1394 | 9.1538 | 1010.51
15/09/2020 08:00 | 349.62 | 656.7173 | 96.6851 | 25.362 | 96.264 | 9.6586 | 1010.29
15/09/2020 09:00 | 531.56 | 754.8141 | 114.2272 | 26.836 | 174.11 | 10.0585 | 1010.44
15/09/2020 10:00 | 664.42 | 792.9129 | 129.3245 | 27.616 | 177.79 | 10.3927 | 1010.45
15/09/2020 11:00 | 744.29 | 819.6104 | 135.6495 | 27.706 | 291.11 | 10.1166 | 1010.17
15/09/2020 12:00 | 755.02 | 823.0735 | 136.5113 | 28.128 | 181.74 | 10.0659 | 1010.03
15/09/2020 13:00 | 704.68 | 824.1503 | 127.0826 | 28.721 | 126.07 | 9.8919 | 1010.09
15/09/2020 14:00 | 590.01 | 805.7739 | 111.1828 | 28.546 | 126.73 | 10.3467 | 1010.3
15/09/2020 15:00 | 422.51 | 756.7888 | 90.3123 | 28.694 | 132.41 | 8.9077 | 1010.41
15/09/2020 16:00 | 211.69 | 565.7826 | 72.5433 | 27.312 | 129.19 | 8.0821 | 1010.49
15/09/2020 17:00 | 13.3421 | 19.1915 | 12.1909 | 25.122 | 66.781 | 8.0362 | 1010.49
15/09/2020 18:00 | 0 | 0 | 0 | 21.862 | 110.908 | 7.8668 | 1010.29
15/09/2020 19:00 | 0 | 0 | 0 | 20.536 | 33.669 | 6.9278 | 1010.28
15/09/2020 20:00 | 0 | 0 | 0 | 20.546 | 41.718 | 6.6233 | 1010.07
15/09/2020 21:00 | 0 | 0 | 0 | 20.502 | 39.145 | 7.0302 | 1009.81
15/09/2020 22:00 | 0 | 0 | 0 | 20.442 | 52.715 | 7.5798 | 1009.72
15/09/2020 23:00 | 0 | 0 | 0 | 20.233 | 46.673 | 7.4368 | 1009.72
16/09/2020 00:00 | 0 | 0 | 0 | 19.293 | 53.216 | 7.2396 | 1009.71
16/09/2020 01:00 | 0 | 0 | 0 | 19.218 | 45.793 | 7.6941 | 1009.53
16/09/2020 02:00 | 0 | 0 | 0 | 20.906 | 37.913 | 7.7786 | 1009.5
16/09/2020 03:00 | 0 | 0 | 0 | 20.083 | 52.512 | 7.6957 | 1009.58
16/09/2020 04:00 | 0 | 0 | 0 | 20.309 | 49.952 | 8.1585 | 1009.71
16/09/2020 05:00 | 0 | 0 | 0 | 20.185 | 51.143 | 7.6481 | 1009.66
16/09/2020 06:00 | 1.1308 | 0 | 1.1308 | 21.083 | 47.815 | 7.9805 | 1009.34
16/09/2020 07:00 | 22.67 | 1.0774 | 22.4767 | 22.973 | 171.72 | 7.7737 | 1009.05
16/09/2020 08:00 | 140.63 | 16.6818 | 134.3327 | 22.725 | 214.13 | 7.7897 | 1008.72
16/09/2020 09:00 | 555.92 | 829.7648 | 99.0769 | 27.261 | 86.101 | 8.0286 | 1008.44
16/09/2020 10:00 | 674.38 | 807.1092 | 131.9367 | 26.415 | 170.17 | 8.1821 | 1008.43
16/09/2020 11:00 | 736.09 | 808.5302 | 137.6763 | 26.494 | 138.96 | 7.9159 | 1008.53
16/09/2020 12:00 | 744.66 | 808.011 | 139.4466 | 26.413 | 132.16 | 8.0702 | 1008.64
16/09/2020 13:00 | 692.8 | 769.2885 | 155.8872 | 26.472 | 130.4 | 7.8585 | 1008.68
16/09/2020 14:00 | 577.12 | 739.742 | 137.5104 | 25.385 | 129.14 | 7.8621 | 1008.86
16/09/2020 15:00 | 415.83 | 736.3872 | 94.2962 | 25.99 | 123.95 | 7.8861 | 1009.09
16/09/2020 16:00 | 93.935 | 25.5402 | 87.5404 | 25.262 | 114.4 | 6.8429 | 1009.29
16/09/2020 17:00 | 8.5788 | 8.5447 | 8.3703 | 24.388 | 123.78 | 6.9974 | 1009.5
16/09/2020 18:00 | 0 | 0 | 0 | 24.158 | 116.41 | 7.0126 | 1009.67
16/09/2020 19:00 | 0 | 0 | 0 | 22.858 | 59.308 | 7.0727 | 1009.86
16/09/2020 20:00 | 0 | 0 | 0 | 21.406 | 105.856 | 7.4221 | 1009.93
16/09/2020 21:00 | 0 | 0 | 0 | 22.499 | 136.34 | 6.6744 | 1009.89
16/09/2020 22:00 | 0 | 0 | 0 | 22.946 | 120.88 | 6.5694 | 1009.77
16/09/2020 23:00 | 0 | 0 | 0 | 22.891 | 114.4 | 6.8519 | 1009.75
17/09/2020 00:00 | 0 | 0 | 0 | 21.883 | 117.48 | 6.8695 | 1009.83
17/09/2020 01:00 | 0 | 0 | 0 | 22.441 | 119.93 | 6.9173 | 1009.77
17/09/2020 02:00 | 0 | 0 | 0 | 22.614 | 120.24 | 7.2487 | 1009.7
17/09/2020 03:00 | 0 | 0 | 0 | 22.634 | 130.13 | 7.6833 | 1009.82
17/09/2020 04:00 | 0 | 0 | 0 | 19.669 | 101.95 | 7.6284 | 1010.16
17/09/2020 05:00 | 0.9547 | 0 | 0.9547 | 20.588 | 138.4 | 7.3342 | 1010.31
17/09/2020 06:00 | 1.9454 | 0 | 1.9454 | 22.448 | 126.18 | 7.4105 | 1010.34
17/09/2020 07:00 | 27.16 | 1.557 | 26.8753 | 22.821 | 123.08 | 7.9501 | 1010.42
17/09/2020 08:00 | 105.21 | 5.299 | 103.1944 | 22.989 | 119.43 | 7.8973 | 1010.43
17/09/2020 09:00 | 220.58 | 22.2162 | 208.3551 | 23.097 | 117.58 | 7.9833 | 1010.46
17/09/2020 10:00 | 376.07 | 147.0193 | 277.056 | 23.279 | 110.98 | 7.3634 | 1010.44
17/09/2020 11:00 | 478.88 | 387.2133 | 193.7266 | 24.649 | 113.45 | 7.4385 | 1010.56
17/09/2020 12:00 | 881 | 985.2879 | 145.365 | 24.427 | 120 | 6.6996 | 1010.71
17/09/2020 13:00 | 611.67 | 591.2623 | 200.3066 | 24.273 | 119.73 | 7.5969 | 1010.87
17/09/2020 14:00 | 379 | 304.286 | 198.0905 | 24.023 | 118.16 | 7.7098 | 1010.91
17/09/2020 15:00 | 169.75 | 28.8944 | 157.1475 | 23.473 | 113.66 | 7.4432 | 1010.7
17/09/2020 16:00 | 197.259 | 486.0931 | 76.4783 | 23.365 | 115.45 | 8.392 | 1010.6
17/09/2020 17:00 | 7.4583 | 4.5022 | 7.3265 | 22.522 | 123.79 | 7.6939 | 1010.73
17/09/2020 18:00 | 0.1282 | 0 | 0.1282 | 22.497 | 119.205 | 7.5782 | 1011.01
17/09/2020 19:00 | 0 | 0 | 0 | 22.405 | 99.7 | 7.3898 | 1011.34
17/09/2020 20:00 | 0 | 0 | 0 | 22.463 | 113.8 | 7.7088 | 1011.61
17/09/2020 21:00 | 0 | 0 | 0 | 22.194 | 118.555 | 8.007 | 1011.86
17/09/2020 22:00 | 0 | 0 | 0 | 21.147 | 63.43 | 6.8248 | 1011.94
17/09/2020 23:00 | 0 | 0 | 0 | 21.066 | 78.31 | 6.612 | 1012
18/09/2020 00:00 | 0 | 0 | 0 | 21.723 | 100.93 | 6.2302 | 1012.12
18/09/2020 01:00 | 0 | 0 | 0 | 21.111 | 81.978 | 6.2331 | 1012.25
18/09/2020 02:00 | 0 | 0 | 0 | 22.704 | 116.77 | 6.476 | 1012.48
18/09/2020 03:00 | 0 | 0 | 0 | 22.686 | 115.6 | 5.8146 | 1012.73
18/09/2020 04:00 | 0 | 0 | 0 | 22.144 | 111.38 | 6.6053 | 1012.96
18/09/2020 05:00 | 0 | 0 | 0 | 21.405 | 108.07 | 6.2568 | 1013.06
18/09/2020 06:00 | 0.4173 | 0 | 0.4173 | 20.974 | 97.978 | 6.8665 | 1013.07
18/09/2020 07:00 | 14.148 | 0.43177 | 14.0699 | 20.13 | 79.881 | 6.3155 | 1013.08
18/09/2020 08:00 | 117.375 | 12.5514 | 112.5263 | 22.695 | 116.4 | 6.5528 | 1013.05
18/09/2020 09:00 | 182.92 | 15.2272 | 174.6188 | 23.129 | 111.535 | 6.0613 | 1012.82
18/09/2020 10:00 | 664.45 | 735.774 | 174.2573 | 24.395 | 109.65 | 5.7965 | 1012.59
18/09/2020 11:00 | 794.22 | 893.208 | 137.4054 | 25.048 | 113.66 | 6.2154 | 1012.36
18/09/2020 12:00 | 801.88 | 899.2988 | 132.506 | 25.405 | 112 | 6.8964 | 1012.19
18/09/2020 13:00 | 634.71 | 652.1835 | 181.4517 | 25.048 | 113.57 | 6.9048 | 1012.05
18/09/2020 14:00 | 595.23 | 833.0747 | 105.4152 | 25.123 | 115.4 | 7.4273 | 1011.94
18/09/2020 15:00 | 389.79 | 666.2987 | 100.6217 | 24.435 | 106.86 | 6.36 | 1011.95
18/09/2020 16:00 | 118.87 | 69.9346 | 102.0881 | 23.961 | 106.83 | 6.0114 | 1012.01
18/09/2020 17:00 | 11.2403 | 15.9125 | 10.5774 | 22.207 | 94.13 | 5.7852 | 1012.09
18/09/2020 18:00 | 0 | 0 | 0 | 21.627 | 88.607 | 5.8806 | 1012.39
18/09/2020 19:00 | 0.5496 | 0 | 0.5496 | 21.509 | 87.709 | 4.9662 | 1012.85
18/09/2020 20:00 | 0 | 0 | 0 | 21.712 | 110.68 | 4.7001 | 1013.11
18/09/2020 21:00 | 0 | 0 | 0 | 22.817 | 116.44 | 5.3184 | 1013.17
18/09/2020 22:00 | 0 | 0 | 0 | 22.822 | 107.195 | 5.3202 | 1013.06
18/09/2020 23:00 | 0 | 0 | 0 | 22.233 | 91.67 | 5.8735 | 1012.97
19/09/2020 00:00 | 0 | 0 | 0 | 20.546 | 60.588 | 5.538 | 1012.98
19/09/2020 01:00 | 0 | 0 | 0 | 20.8 | 64.968 | 5.4945 | 1013.04
19/09/2020 02:00 | 0 | 0 | 0 | 20.351 | 63.395 | 4.8989 | 1013.14
19/09/2020 03:00 | 0 | 0 | 0 | 20.936 | 80.374 | 4.9167 | 1013.34
19/09/2020 04:00 | 0 | 0 | 0 | 21.051 | 73.331 | 5.475 | 1013.56
19/09/2020 05:00 | 0 | 0 | 0 | 20.96 | 82.034 | 5.0263 | 1013.66
19/09/2020 06:00 | 0.0164 | 0 | 0.0164 | 20.461 | 78.231 | 5.0532 | 1013.63
19/09/2020 07:00 | 129.66 | 335.6601 | 70.5268 | 21.206 | 75.397 | 4.3784 | 1013.51
19/09/2020 08:00 | 364.41 | 747.2202 | 83.7953 | 23.819 | 101.08 | 5.352 | 1013.3
19/09/2020 09:00 | 346.28 | 378.1746 | 143.2966 | 24.401 | 107.56 | 5.261 | 1012.85
19/09/2020 10:00 | 414.73 | 318.7951 | 203.5184 | 23.435 | 115.8 | 5.42 | 1012.28
19/09/2020 11:00 | 679.87 | 636.2139 | 213.3747 | 24.691 | 115.98 | 6.4017 | 1011.84
19/09/2020 12:00 | 262.23 | 23.9912 | 244.4448 | 23.028 | 97.83 | 6.1382 | 1011.4
19/09/2020 13:00 | 664.55 | 729.9895 | 160.4337 | 23.661 | 103.43 | 5.6693 | 1010.89
19/09/2020 14:00 | 348.15 | 304.4592 | 169.9501 | 24.222 | 119.55 | 5.3892 | 1010.47
19/09/2020 15:00 | 422.53 | 773.7749 | 88.3535 | 24.142 | 110.14 | 4.7503 | 1010.16
19/09/2020 16:00 | 192.69 | 474.6698 | 77.3567 | 23.971 | 102.86 | 4.3459 | 1010.11
19/09/2020 17:00 | 6.7462 | 5.771 | 6.6193 | 21.953 | 91.105 | 4.9861 | 1010.1
19/09/2020 18:00 | 0 | 0 | 0 | 23.045 | 117.22 | 4.0038 | 1010.08
19/09/2020 19:00 | 0 | 0 | 0 | 23.241 | 113.72 | 4.4011 | 1010.23
19/09/2020 20:00 | 0 | 0 | 0 | 22.867 | 108.465 | 4.0503 | 1010.36
19/09/2020 21:00 | 0 | 0 | 0 | 22.87 | 113.68 | 4.0549 | 1010.32
19/09/2020 22:00 | 0 | 0 | 0 | 22.28 | 112.35 | 4.5465 | 1009.96
19/09/2020 23:00 | 0 | 0 | 0 | 21.043 | 58.255 | 4.3004 | 1009.7
20/09/2020 00:00 | 0 | 0 | 0 | 21.03 | 66.611 | 4.6154 | 1009.52
20/09/2020 01:00 | 0 | 0 | 0 | 20.253 | 59.028 | 4.7428 | 1009.39
20/09/2020 02:00 | 0 | 0 | 0 | 21.012 | 56.546 | 4.7705 | 1009.3
20/09/2020 03:00 | 0 | 0 | 0 | 20.109 | 55.894 | 4.6996 | 1009.34
20/09/2020 04:00 | 0 | 0 | 0 | 20.738 | 57.484 | 4.2276 | 1009.39
20/09/2020 05:00 | 0 | 0 | 0 | 19.747 | 44.523 | 3.8041 | 1009.31
20/09/2020 06:00 | 0.3012 | 0 | 0.3012 | 19.824 | 47.453 | 4.5614 | 1009.16
20/09/2020 07:00 | 34.433 | 2.6595 | 33.972 | 20.569 | 53.878 | 4.4481 | 1008.9
20/09/2020 08:00 | 96.75 | 4.5045 | 95.0585 | 21.256 | 62.515 | 4.7417 | 1008.54
20/09/2020 09:00 | 400.94 | 372.4529 | 201.8666 | 23.956 | 101.793 | 6.6232 | 1008.08
20/09/2020 10:00 | 725.82 | 914.1476 | 119.7587 | 24.587 | 127.38 | 5.6384 | 1007.61
20/09/2020 11:00 | 741.74 | 838.0302 | 129.4027 | 24.662 | 125.51 | 6.6961 | 1007.16
20/09/2020 12:00 | 750.53 | 837.3551 | 131.0189 | 24.93 | 124.66 | 6.6972 | 1006.61
20/09/2020 13:00 | 364.79 | 84.2131 | 306.696 | 24.502 | 125.13 | 6.6544 | 1005.92
20/09/2020 14:00 | 191.18 | 9.3769 | 185.7222 | 23.724 | 129.36 | 7.4088 | 1005.37
20/09/2020 15:00 | 175.21 | 61.7008 | 148.3445 | 22.934 | 112.71 | 6.4864 | 1004.87
20/09/2020 16:00 | 256.11 | 895.7525 | 42.8367 | 23.246 | 118.81 | 6.3149 | 1004.55
20/09/2020 17:00 | 22.9363 | 0 | 7.539 | 21.784 | 102.25 | 5.4569 | 1004.51
20/09/2020 18:00 | 0.2244 | 0 | 0.2244 | 20.335 | 69.681 | 5.4338 | 1004.75
20/09/2020 19:00 | 0 | 0 | 0 | 20.127 | 68.573 | 4.7711 | 1004.72
20/09/2020 20:00 | 0 | 0 | 0 | 19.679 | 51.727 | 4.8777 | 1004.53
20/09/2020 21:00 | 0 | 0 | 0 | 19.574 | 76.29 | 4.9881 | 1004.31
20/09/2020 22:00 | 0 | 0 | 0 | 19.495 | 85.301 | 5.419 | 1003.97
20/09/2020 23:00 | 0 | 0 | 0 | 19.436 | 73.787 | 6.0649 | 1003.77
21/09/2020 00:00 | 0 | 0 | 0 | 19.117 | 90.173 | 5.7014 | 1003.53
21/09/2020 01:00 | 0 | 0 | 0 | 19.689 | 69.607 | 5.9883 | 1003.28
21/09/2020 02:00 | 0 | 0 | 0 | 19.857 | 82.821 | 5.7213 | 1003.04
21/09/2020 03:00 | 0 | 0 | 0 | 19.768 | 78.658 | 5.9299 | 1002.88
21/09/2020 04:00 | 0 | 0 | 0 | 19.445 | 106.88 | 5.3944 | 1002.71
21/09/2020 05:00 | 0 | 0 | 0 | 19.062 | 97.7 | 5.6273 | 1002.2
21/09/2020 06:00 | 1.7117 | 0 | 1.7117 | 19.334 | 77.296 | 5.7255 | 1001.56
21/09/2020 07:00 | 58.306 | 10.2208 | 56.5055 | 19.604 | 96.78 | 7.2315 | 1000.85
21/09/2020 08:00 | 212.13 | 144.2415 | 157.7426 | 20.714 | 103.69 | 7.6306 | 999.966
21/09/2020 09:00 | 368.18 | 253.7176 | 231.0229 | 20.74 | 113.43 | 8.6802 | 998.906
21/09/2020 10:00 | 278.81 | 28.2747 | 260.0813 | 20.87 | 96 | 9.6486 | 998.165
21/09/2020 11:00 | 285.15 | 19.5464 | 270.9222 | 22.368 | 111.18 | 10.2278 | 997.342
21/09/2020 12:00 | 333.09 | 43.0217 | 301.3701 | 20.985 | 111.04 | 9.9419 | 996.74
21/09/2020 13:00 | 256.93 | 15.1422 | 246.5263 | 21.285 | 125.04 | 9.8552 | 996.179
21/09/2020 14:00 | 226.54 | 18.2759 | 215.8806 | 21.677 | 130.95 | 8.9896 | 996.174
21/09/2020 15:00 | 109.98 | 4.463 | 108.0688 | 21.1 | 90.802 | 7.395 | 995.944
21/09/2020 16:00 | 66.088 | 5.2423 | 64.8436 | 20.671 | 87.496 | 6.7343 | 995.656
21/09/2020 17:00 | 8.4087 | 10.4036 | 8.1096 | 19.855 | 85.063 | 5.7426 | 995.543
21/09/2020 18:00 | 0 | 0 | 0 | 20.189 | 93.094 | 5.9345 | 995.577
21/09/2020 19:00 | 0.377 | 0 | 0.377 | 20.512 | 105.8 | 6.6175 | 995.937
21/09/2020 20:00 | 0 | 0 | 0 | 20.504 | 99.57 | 5.8594 | 996.225
21/09/2020 21:00 | 0 | 0 | 0 | 21.231 | 119.78 | 6.5969 | 996.445
21/09/2020 22:00 | 0 | 0 | 0 | 21.082 | 120.7 | 6.7055 | 996.665
21/09/2020 23:00 | 0 | 0 | 0 | 21.409 | 100.19 | 6.3831 | 996.995
22/09/2020 00:00 | 0 | 0 | 0 | 20.842 | 106.491 | 5.845 | 997.124
22/09/2020 01:00 | 0 | 0 | 0 | 21.389 | 108.54 | 5.9144 | 997.302
22/09/2020 02:00 | 0 | 0 | 0 | 20.003 | 92.761 | 5.4651 | 997.865
22/09/2020 03:00 | 0 | 0 | 0 | 19.297 | 86.165 | 6.0813 | 998.496
22/09/2020 04:00 | 0 | 0 | 0 | 20.016 | 87.918 | 6.3071 | 998.991
22/09/2020 05:00 | 0 | 0 | 0 | 20.035 | 107.56 | 7.313 | 999.269
22/09/2020 06:00 | 0.0592 | 0 | 0.0592 | 20.032 | 93.96 | 7.5469 | 999.232
22/09/2020 07:00 | 125.82 | 337.2373 | 68.1103 | 21.333 | 82.412 | 7.5859 | 999.176
22/09/2020 08:00 | 329.18 | 620.8574 | 98.928 | 23.564 | 113.66 | 8.4231 | 999.169
22/09/2020 09:00 | 510.41 | 737.0056 | 114.3355 | 24.55 | 113.1 | 8.5802 | 999.249
22/09/2020 10:00 | 672.5 | 845.6072 | 115.4962 | 25.021 | 113.61 | 9.276 | 999.316
22/09/2020 11:00 | 733.09 | 828.7398 | 131.1445 | 25.117 | 122.84 | 9.5138 | 999.356
22/09/2020 12:00 | 741.77 | 829.6321 | 131.4695 | 25.297 | 129.52 | 8.9892 | 999.367
22/09/2020 13:00 | 682.51 | 810.6356 | 126.4233 | 25.674 | 121.55 | 9.348 | 999.335
22/09/2020 14:00 | 506.32 | 597.2227 | 161.2533 | 25.406 | 120.78 | 9.8136 | 999.702
22/09/2020 15:00 | 465.37 | 909.3056 | 76.7706 | 25.581 | 111.33 | 9.1213 | 999.992
22/09/2020 16:00 | 90.97 | 17.3649 | 86.8742 | 24.616 | 111.61 | 8.0178 | 1000.15
22/09/2020 17:00 | 12.2877 | 8.7871 | 10.7337 | 23.489 | 108.37 | 7.9796 | 1000.46
22/09/2020 18:00 | 0 | 0 | 0 | 22.492 | 104.94 | 7.3051 | 1000.91
22/09/2020 19:00 | 0 | 0 | 0 | 21.577 | 106.02 | 6.6241 | 1001.49
22/09/2020 20:00 | 0 | 0 | 0 | 20.429 | 87.773 | 6.6935 | 1001.89
22/09/2020 21:00 | 0 | 0 | 0 | 21.084 | 65.059 | 5.4257 | 1002.18
22/09/2020 22:00 | 0 | 0 | 0 | 19.556 | 70.819 | 4.9501 | 1001.96
22/09/2020 23:00 | 0 | 0 | 0 | 19.058 | 97.9337 | 3.9034 | 1001.83
23/09/2020 00:00 | 0 | 0 | 0 | 20.005 | 43.91 | 3.8766 | 1001.94
23/09/2020 01:00 | 0 | 0 | 0 | 19.401 | 208.04 | 4.5942 | 1001.98
23/09/2020 02:00 | 0 | 0 | 0 | 20.653 | 129.767 | 3.7074 | 1002.06
23/09/2020 03:00 | 0 | 0 | 0 | 20 | 64.3885 | 3.458 | 1002.18
23/09/2020 04:00 | 0 | 0 | 0 | 19.082 | 36.924 | 3.6761 | 1002.25
23/09/2020 05:00 | 0 | 0 | 0 | 19.81 | 40.745 | 3.2687 | 1002.23
23/09/2020 06:00 | 0.0622 | 0 | 0.0622 | 19.271 | 29.678 | 4.6212 | 1002.19
23/09/2020 07:00 | 118.32 | 277.9624 | 71.1799 | 20.203 | 120.1995 | 4.2767 | 1002.03
23/09/2020 08:00 | 319.37 | 578.393 | 105.9835 | 24.823 | 74.783 | 5.1301 | 1001.29
23/09/2020 09:00 | 497.53 | 700.43 | 122.5355 | 25.886 | 103.319 | 4.5579 | 1000.67
23/09/2020 10:00 | 638.18 | 775.1507 | 129.2451 | 26.018 | 181.61 | 5.5348 | 1000.15
23/09/2020 11:00 | 714.08 | 797.4079 | 136.5798 | 26.797 | 176.52 | 5.7054 | 999.294
23/09/2020 12:00 | 544.79 | 397.0059 | 253.5065 | 26.753 | 210.09 | 6.7521 | 998.34
23/09/2020 13:00 | 675.25 | 798.9097 | 128.7037 | 26.492 | 234.78 | 6.6299 | 997.789
23/09/2020 14:00 | 340.56 | 151.0036 | 253.2286 | 26.067 | 189.37 | 6.8933 | 996.806
23/09/2020 15:00 | 184.39 | 35.2587 | 169.49 | 25.456 | 188.92 | 6.6988 | 996.551
23/09/2020 16:00 | 65.876 | 5.4035 | 64.5965 | 24.979 | 202.85 | 6.5316 | 996.556
23/09/2020 17:00 | 4.3161 | 2.4197 | 4.2623 | 24.653 | 195.92 | 5.5887 | 996.129
23/09/2020 18:00 | 0 | 0 | 0 | 24.569 | 198.01 | 5.3835 | 995.795
23/09/2020 19:00 | 0 | 0 | 0 | 23.275 | 133.342 | 5.8318 | 995.455
23/09/2020 20:00 | 0 | 0 | 0 | 22.275 | 117.229 | 6.0196 | 995.24
23/09/2020 21:00 | 0 | 0 | 0 | 21.158 | 60.376 | 6.4603 | 994.794
23/09/2020 22:00 | 0 | 0 | 0 | 21.048 | 45.882 | 6.7872 | 994.121
23/09/2020 23:00 | 0 | 0 | 0 | 20.851 | 89.615 | 6.0698 | 993.782
24/09/2020 00:00 | 0 | 0 | 0 | 21.063 | 80.466 | 5.5574 | 993.567
24/09/2020 01:00 | 0 | 0 | 0 | 19.809 | 55.202 | 4.8072 | 993.536
24/09/2020 02:00 | 0 | 0 | 0 | 19.694 | 64.1613 | 4.4959 | 993.669
24/09/2020 03:00 | 0 | 0 | 0 | 19.369 | 100.703 | 4.0252 | 993.694
24/09/2020 04:00 | 0 | 0 | 0 | 19.157 | 123.346 | 4.0381 | 993.813
24/09/2020 05:00 | 0 | 0 | 0 | 18.842 | 99.981 | 4.2426 | 993.552
24/09/2020 06:00 | 0.1201 | 0 | 0.1201 | 18.873 | 98.515 | 4.8219 | 993.033
24/09/2020 07:00 | 123.2 | 337.1998 | 66.6348 | 19.682 | 119.787 | 4.5137 | 992.697
24/09/2020 08:00 | 319.35 | 587.6429 | 103.7103 | 24.034 | 55.416 | 2.4035 | 992.689
24/09/2020 09:00 | 495.79 | 701.3575 | 121.7443 | 26.342 | 183.813 | 5.3234 | 992.935
24/09/2020 10:00 | 653.47 | 816.1784 | 119.3075 | 26.777 | 215.89 | 7.4342 | 993.571
24/09/2020 11:00 | 728.07 | 829.6527 | 128.9157 | 26.771 | 226.1 | 7.8789 | 994.416
24/09/2020 12:00 | 523.14 | 387.1531 | 240.1571 | 25.743 | 216.96 | 8.0958 | 995.329
24/09/2020 13:00 | 359.13 | 208.8139 | 217.6314 | 25.371 | 204.77 | 8.2719 | 996.358
24/09/2020 14:00 | 229.37 | 41.4454 | 205.7128 | 25.084 | 203 | 7.062 | 997.387
24/09/2020 15:00 | 336.51 | 456.3935 | 140.5505 | 25.376 | 239.35 | 7.2713 | 998.037
24/09/2020 16:00 | 196.66 | 533.1606 | 70.5688 | 25.058 | 208.64 | 6.1046 | 998.723
24/09/2020 17:00 | 9.8542 | 19.1339 | 9.1012 | 24.373 | 196.13 | 6.2486 | 999.657
24/09/2020 18:00 | 0 | 0 | 0 | 23.765 | 272.58 | 5.3465 | 1000.59
24/09/2020 19:00 | 0 | 0 | 0 | 23.079 | 22.335 | 4.9806 | 1001.27
24/09/2020 20:00 | 0 | 0 | 0 | 22.597 | 21.988 | 4.699 | 1001.84
24/09/2020 21:00 | 0 | 0 | 0 | 21.663 | 22.06 | 4.336 | 1002.46
24/09/2020 22:00 | 0 | 0 | 0 | 20.909 | 48.5577 | 4.0976 | 1002.8
24/09/2020 23:00 | 0 | 0 | 0 | 20.715 | 75.814 | 3.8306 | 1003.02
25/09/2020 00:00 | 0 | 0 | 0 | 20.38 | 87.055 | 3.3486 | 1003.27
25/09/2020 01:00 | 0 | 0 | 0 | 19.878 | 81.804 | 3.042 | 1003.5
25/09/2020 02:00 | 0 | 0 | 0 | 19.839 | 96.188 | 3.6422 | 1003.76
25/09/2020 03:00 | 0 | 0 | 0 | 19.753 | 95.616 | 3.702 | 1004
25/09/2020 04:00 | 0 | 0 | 0 | 19.399 | 78.282 | 4.2173 | 1004.22
25/09/2020 05:00 | 0 | 0 | 0 | 18.824 | 103.245 | 5.1066 | 1004.45
25/09/2020 06:00 | 0.0616 | 0 | 0.0616 | 18.561 | 36.219 | 5.7663 | 1004.59
25/09/2020 07:00 | 117.28 | 291.3684 | 68.8531 | 19.723 | 38.635 | 6.5255 | 1004.51
25/09/2020 08:00 | 317.67 | 587.7731 | 103.073 | 24.474 | 52.953 | 6.2655 | 1004.21
25/09/2020 09:00 | 498.88 | 718.7315 | 117.0152 | 25.095 | 136.31 | 6.2915 | 1003.84
25/09/2020 10:00 | 638.35 | 785.9811 | 125.5217 | 25.67 | 114.231 | 5.9159 | 1003.29
25/09/2020 11:00 | 712.79 | 803.5806 | 134.061 | 25.669 | 144.51 | 5.9335 | 1002.72
25/09/2020 12:00 | 645.67 | 617.0083 | 195.2897 | 25.624 | 154.53 | 6.4573 | 1002.24
25/09/2020 13:00 | 462.32 | 420.9675 | 174.4972 | 25.286 | 203.72 | 6.554 | 1001.94
25/09/2020 14:00 | 294.75 | 241.6447 | 157.3065 | 25.057 | 221.97 | 6.4305 | 1001.89
25/09/2020 15:00 | 401.78 | 720.2403 | 97.2771 | 25.685 | 229.25 | 6.6415 | 1002.08
25/09/2020 16:00 | 149.83 | 267.6076 | 85.375 | 24.926 | 228.99 | 7.1325 | 1002.28
25/09/2020 17:00 | 11.4869 | 8.42 | 9.6246 | 23.918 | 250.26 | 5.8371 | 1002.65
25/09/2020 18:00 | 0 | 0 | 0 | 22 | 38.53 | 4.7015 | 1003.33
25/09/2020 19:00 | 0 | 0 | 0 | 20.583 | 26.188 | 4.8921 | 1003.97
25/09/2020 20:00 | 0 | 0 | 0 | 20.28 | 56.636 | 5.0837 | 1004.5
25/09/2020 21:00 | 0 | 0 | 0 | 20.148 | 47.642 | 4.0157 | 1004.78
25/09/2020 22:00 | 0 | 0 | 0 | 19.436 | 85.565 | 4.3154 | 1004.96
25/09/2020 23:00 | 0 | 0 | 0 | 18.805 | 55.578 | 5.2811 | 1005.23
26/09/2020 00:00 | 0 | 0 | 0 | 18.457 | 89.294 | 5.4353 | 1005.64
26/09/2020 01:00 | 0 | 0 | 0 | 18.045 | 76.466 | 4.6124 | 1006.16
26/09/2020 02:00 | 0 | 0 | 0 | 17.736 | 88.422 | 5.0933 | 1006.86
26/09/2020 03:00 | 0 | 0 | 0 | 17.734 | 54.52 | 4.5118 | 1007.42
26/09/2020 04:00 | 0 | 0 | 0 | 17.726 | 79.669 | 3.9644 | 1007.89
26/09/2020 05:00 | 0 | 0 | 0 | 17.365 | 94.693 | 4.3658 | 1008.18
26/09/2020 06:00 | 0.0006 | 0 | 0.0006 | 17.512 | 79.7795 | 4.0971 | 1008.33
26/09/2020 07:00 | 115.9 | 289.8539 | 68.2059 | 17.714 | 53.537 | 3.7782 | 1008.33
26/09/2020 08:00 | 315.35 | 584.3685 | 103.0902 | 21.971 | 73.3626 | 3.2242 | 1008.05
26/09/2020 09:00 | 493.26 | 706.0133 | 119.5286 | 24.791 | 143.27 | 3.1626 | 1007.78
26/09/2020 10:00 | 629.5 | 768.9721 | 129.2939 | 24.914 | 133.71 | 3.9328 | 1007.37
26/09/2020 11:00 | 707.07 | 795.6984 | 135.5435 | 25.18 | 131.01 | 3.7654 | 1006.7
26/09/2020 12:00 | 717.82 | 798.1609 | 136.7536 | 25.327 | 140.23 | 3.847 | 1006.02
26/09/2020 13:00 | 666.84 | 791.9803 | 129.0409 | 25.307 | 137.56 | 4.7709 | 1005.42
26/09/2020 14:00 | 552.12 | 756.9611 | 117.0272 | 25.478 | 146.92 | 4.74 | 1004.96
26/09/2020 15:00 | 388.09 | 682.1304 | 100.0082 | 25.265 | 126.67 | 4.9108 | 1004.37
26/09/2020 16:00 | 191.24 | 495.7904 | 75.9457 | 24.862 | 133.18 | 4.6682 | 1004.01
26/09/2020 17:00 | 13.7874 | 0 | 9.9379 | 23.87 | 108.09 | 3.8736 | 1003.87
26/09/2020 18:00 | 0 | 0 | 0 | 22.348 | 63.849 | 4.2126 | 1003.73
26/09/2020 19:00 | 0 | 0 | 0 | 21.016 | 35.26 | 5.6216 | 1003.59
26/09/2020 20:00 | 0 | 0 | 0 | 19.462 | 36.097 | 5.2707 | 1003.21
26/09/2020 21:00 | 0 | 0 | 0 | 19.633 | 46.139 | 5.4491 | 1002.67
26/09/2020 22:00 | 0 | 0 | 0 | 20.26 | 54.158 | 5.4559 | 1001.89
26/09/2020 23:00 | 0 | 0 | 0 | 18.693 | 57.5635 | 6.2934 | 1001.17
27/09/2020 00:00 | 0 | 0 | 0 | 17.057 | 90.131 | 5.4338 | 1000.56
27/09/2020 01:00 | 0 | 0 | 0 | 16.905 | 134.199 | 5.187 | 999.952
27/09/2020 02:00 | 0 | 0 | 0 | 16.564 | 131.181 | 5.8172 | 999.435
27/09/2020 03:00 | 0 | 0 | 0 | 16.392 | 37.338 | 5.5533 | 999.11
27/09/2020 04:00 | 0 | 0 | 0 | 16.629 | 52.178 | 5.0682 | 998.575
27/09/2020 05:00 | 0 | 0 | 0 | 16.637 | 35.385 | 5.7702 | 997.824
27/09/2020 06:00 | 0 | 0 | 0 | 17.226 | 96.735 | 5.3433 | 996.71
27/09/2020 07:00 | 120.15 | 345.2944 | 63.9972 | 17.622 | 130.554 | 5.7757 | 995.668
27/09/2020 08:00 | 318.49 | 610.2644 | 97.9246 | 23.613 | 61.848 | 6.8568 | 994.687
27/09/2020 09:00 | 496.69 | 724.2071 | 114.6928 | 25.627 | 111.132 | 7.884 | 993.922
27/09/2020 10:00 | 631.6 | 779.2184 | 126.2204 | 25.816 | 128.99 | 8.6406 | 993.121
27/09/2020 11:00 | 707.12 | 799.9565 | 134.024 | 25.669 | 127.29 | 7.8984 | 992.272
27/09/2020 12:00 | 720.15 | 806.7709 | 134.2111 | 25.56 | 131.05 | 8.6793 | 991.59
27/09/2020 13:00 | 666.27 | 794.3915 | 128.0613 | 25.613 | 128.66 | 7.6806 | 991.221
27/09/2020 14:00 | 553.4 | 764.7313 | 114.8522 | 25.865 | 122.99 | 8.514 | 990.926
27/09/2020 15:00 | 387.45 | 683.8602 | 99.3365 | 25.425 | 129.815 | 9.3725 | 990.848
27/09/2020 16:00 | 188.34 | 477.1443 | 77.7026 | 24.673 | 118.92 | 9.0492 | 990.934
27/09/2020 17:00 | 9.7413 | 24.6403 | 8.9046 | 23.371 | 113.6 | 9.6701 | 991.109
27/09/2020 18:00 | 0 | 0 | 0 | 20.296 | 80.2989 | 9.9273 | 991.282
27/09/2020 19:00 | 0 | 0 | 0 | 18.841 | 71.101 | 10.7253 | 991.836
27/09/2020 20:00 | 0 | 0 | 0 | 18.469 | 76.778 | 10.0472 | 992.642
27/09/2020 21:00 | 0 | 0 | 0 | 17.536 | 41.756 | 9.1818 | 993.02
27/09/2020 22:00 | 0 | 0 | 0 | 17.516 | 29.5958 | 8.9153 | 993.073
27/09/2020 23:00 | 0 | 0 | 0 | 17.441 | 68.9165 | 8.7678 | 993.097
28/09/2020 00:00 | 0 | 0 | 0 | 17.209 | 70.379 | 6.8403 | 992.978
28/09/2020 01:00 | 0 | 0 | 0 | 17.222 | 44.4326 | 7.2548 | 993.103
28/09/2020 02:00 | 0 | 0 | 0 | 17.422 | 66.054 | 7.7015 | 993.565
28/09/2020 03:00 | 0 | 0 | 0 | 17.111 | 31.941 | 6.6685 | 993.775
28/09/2020 04:00 | 0 | 0 | 0 | 17.163 | 81.26 | 6.9149 | 993.954
28/09/2020 05:00 | 0 | 0 | 0 | 17.309 | 86.183 | 6.7142 | 993.994
28/09/2020 06:00 | 0 | 0 | 0 | 16.411 | 58.1605 | 6.1175 | 993.878
28/09/2020 07:00 | 116.01 | 314.8757 | 65.2514 | 17.41 | 38.223 | 6.2967 | 993.796
28/09/2020 08:00 | 319.28 | 623.4902 | 95.0708 | 22.55 | 79.521 | 5.5307 | 993.836
28/09/2020 09:00 | 496.6 | 730.2017 | 112.8321 | 25.065 | 132.92 | 4.289 | 993.899
28/09/2020 10:00 | 635.68 | 793.887 | 122.2619 | 25.218 | 144.82 | 3.4777 | 993.902
28/09/2020 11:00 | 715.98 | 821.6575 | 128.8269 | 25.526 | 133.7 | 2.8423 | 993.878
28/09/2020 12:00 | 721.64 | 813.304 | 132.3045 | 25.745 | 137.06 | 4.0157 | 993.986
28/09/2020 13:00 | 549.38 | 517.8748 | 200.3008 | 25.574 | 143 | 4.8274 | 994.127
28/09/2020 14:00 | 554.71 | 772.2374 | 112.8179 | 25.544 | 126.71 | 4.6807 | 994.682
28/09/2020 15:00 | 389.66 | 697.9189 | 96.2966 | 25.607 | 130.22 | 4.6189 | 995.021
28/09/2020 16:00 | 95.39 | 24.9065 | 89.604 | 24.231 | 121.69 | 3.5084 | 995.35
28/09/2020 17:00 | 8.882 | 23.28 | 8.269 | 23.682 | 77.981 | 3.8396 | 995.772
28/09/2020 18:00 | 0 | 0 | 0 | 21.94 | 71.969 | 3.9279 | 996.027
28/09/2020 19:00 | 0 | 0 | 0 | 20.462 | 118.245 | 3.5409 | 996.567
28/09/2020 20:00 | 0 | 0 | 0 | 19.803 | 70.3582 | 4.8548 | 996.974
28/09/2020 21:00 | 0 | 0 | 0 | 19.745 | 62.9684 | 4.3165 | 997.528
28/09/2020 22:00 | 0 | 0 | 0 | 19.224 | 83.127 | 5.4995 | 997.832
28/09/2020 23:00 | 0 | 0 | 0 | 19.15 | 111.07 | 5.0443 | 998.176
29/09/2020 00:00 | 0 | 0 | 0 | 18.735 | 100.65 | 5.2367 | 998.655
29/09/2020 01:00 | 0 | 0 | 0 | 19.877 | 193.87 | 5.2716 | 999.012
29/09/2020 02:00 | 0 | 0 | 0 | 19.714 | 114.022 | 5.6551 | 999.287
29/09/2020 03:00 | 0 | 0 | 0 | 18.89 | 52.355 | 7.0472 | 999.401
29/09/2020 04:00 | 0 | 0 | 0 | 18.586 | 23.382 | 7.524 | 999.588
29/09/2020 05:00 | 0 | 0 | 0 | 18.686 | 45.675 | 8.0581 | 999.694
29/09/2020 06:00 | 0.0302 | 0 | 0.0302 | 18.783 | 73.288 | 7.8842 | 999.716
29/09/2020 07:00 | 120.48 | 376.614 | 60.6105 | 19.037 | 82.0546 | 7.6752 | 999.908
29/09/2020 08:00 | 280.38 | 454.7448 | 119.295 | 24.651 | 103.568 | 7.6007 | 1000
29/09/2020 09:00 | 493.8 | 726.7374 | 113.1354 | 25.363 | 111.47 | 7.6186 | 999.959
29/09/2020 10:00 | 630.15 | 784.9562 | 123.9193 | 26.071 | 116.7 | 8.1063 | 999.778
29/09/2020 11:00 | 711.88 | 817.368 | 129.1843 | 25.892 | 118.76 | 8.0857 | 999.51
29/09/2020 12:00 | 728.53 | 829.8412 | 128.525 | 25.795 | 121.47 | 8.0832 | 999.215
29/09/2020 13:00 | 675.85 | 821.8721 | 121.3702 | 25.747 | 120.62 | 8.876 | 998.735
29/09/2020 14:00 | 545.91 | 746.2474 | 119.4419 | 25.765 | 119.71 | 9.1279 | 998.318
29/09/2020 15:00 | 392.77 | 714.9485 | 92.795 | 25.363 | 111.92 | 8.8185 | 998.267
29/09/2020 16:00 | 192.61 | 526.8704 | 70.7851 | 24.915 | 111.57 | 9.0595 | 998.497
29/09/2020 17:00 | 9.6781 | 18.5445 | 8.5734 | 23.921 | 106.98 | 7.8116 | 998.824
29/09/2020 18:00 | 0 | 0 | 0 | 23.151 | 89.008 | 7.4336 | 999.118
29/09/2020 19:00 | 0 | 0 | 0 | 23.364 | 90.123 | 7.5702 | 999.544
29/09/2020 20:00 | 0 | 0 | 0 | 23.295 | 78.432 | 7.9049 | 1000.17
29/09/2020 21:00 | 0 | 0 | 0 | 23.514 | 99.68 | 7.3699 | 1000.82
29/09/2020 22:00 | 0 | 0 | 0 | 23.746 | 83.278 | 7.5964 | 1000.95
29/09/2020 23:00 | 0 | 0 | 0 | 23.66 | 101.88 | 7.2073 | 1001.06
30/09/2020 00:00 | 0 | 0 | 0 | 23.596 | 107.89 | 6.7877 | 1001.25
30/09/2020 01:00 | 0 | 0 | 0 | 22.882 | 85.777 | 6.2521 | 1001.51
30/09/2020 02:00 | 0 | 0 | 0 | 22.815 | 109.24 | 7.0293 | 1001.76
30/09/2020 03:00 | 0 | 0 | 0 | 22.011 | 105.511 | 6.9175 | 1001.74
30/09/2020 04:00 | 0 | 0 | 0 | 22.046 | 43.405 | 6.9133 | 1001.74
30/09/2020 05:00 | 0 | 0 | 0 | 21.494 | 164.079 | 7.8794 | 1001.7
30/09/2020 06:00 | 0.8918 | 0 | 0.8918 | 21.759 | 57.214 | 8.4292 | 1001.64
30/09/2020 07:00 | 62.636 | 21.9759 | 59.2075 | 22.209 | 105.253 | 9.1756 | 1001.5
30/09/2020 08:00 | 361.64 | 835.1905 | 64.3787 | 25.109 | 205.06 | 9.5592 | 1001.19
30/09/2020 09:00 | 387.9 | 386.6445 | 184.7311 | 26.098 | 248.39 | 11.0114 | 1000.98
30/09/2020 10:00 | 494.75 | 408.1973 | 231.7224 | 27.191 | 283.96 | 10.4248 | 1000.77
30/09/2020 11:00 | 671.9 | 727.9447 | 154.07 | 27.4 | 254.1 | 10.4551 | 1000.77
30/09/2020 12:00 | 660.51 | 624.4415 | 210.122 | 26.938 | 259.62 | 10.4292 | 1001.01
30/09/2020 13:00 | 482.74 | 316.263 | 269.9159 | 26.773 | 240.56 | 10.156 | 1001.21
30/09/2020 14:00 | 502.47 | 611.3143 | 154.3581 | 27.672 | 130.982 | 10.4467 | 1001.52
30/09/2020 15:00 | 263.56 | 309.5047 | 135.019 | 27.044 | 115.18 | 9.364 | 1001.74
30/09/2020 16:00 | 171.34 | 357.0962 | 88.9891 | 25.7 | 112.175 | 9.8594 | 1002.11
30/09/2020 17:00 | 12.3965 | 0 | 9.1623 | 24.359 | 112.025 | 9.7413 | 1002.52
30/09/2020 18:00 | 0 | 0 | 0 | 23.589 | 114.57 | 9.7701 | 1002.93
30/09/2020 19:00 | 0 | 0 | 0 | 23.431 | 128.2 | 9.084 | 1003.38
30/09/2020 20:00 | 0 | 0 | 0 | 23.581 | 109.235 | 8.7484 | 1003.65
30/09/2020 21:00 | 0 | 0 | 0 | 23.218 | 99.04 | 8.4756 | 1003.7
30/09/2020 22:00 | 0 | 0 | 0 | 23.391 | 108.105 | 8.5008 | 1003.75
30/09/2020 23:00 | 0 | 0 | 0 | 23.088 | 111.825 | 8.4002 | 1003.86
01/10/2020 00:00 | 0 | 0 | 0 | 22.713 | 138.4 | 8.7872 | 1004.23
01/10/2020 01:00 | 0 | 0 | 0 | 20.041 | 120.52 | 8.5489 | 1004.63
01/10/2020 02:00 | 0 | 0 | 0 | 20.528 | 79.526 | 7.9643 | 1005.23
01/10/2020 03:00 | 0 | 0 | 0 | 19.983 | 69.82 | 7.7233 | 1005.52
01/10/2020 04:00 | 0 | 0 | 0 | 19.163 | 45.496 | 6.9573 | 1006.17
01/10/2020 05:00 | 0 | 0 | 0 | 20.653 | 47.771 | 7.4505 | 1006.38
01/10/2020 06:00 | 0.1891 | 0 | 0.1891 | 22.586 | 141.73 | 7.1246 | 1006.35
01/10/2020 07:00 | 109.68 | 285.9746 | 64.9705 | 20.177 | 195.25 | 8.2306 | 1006.14
01/10/2020 08:00 | 305.24 | 571.9459 | 102.4231 | 23.742 | 266.35 | 8.5946 | 1005.74
01/10/2020 09:00 | 490.47 | 727.1149 | 112.1355 | 26.5 | 82.274 | 8.8767 | 1005.28
01/10/2020 10:00 | 384.903 | 289.2341 | 199.7721 | 27.237 | 102.68 | 9.8416 | 1004.93
01/10/2020 11:00 | 695.01 | 788.9791 | 135.1181 | 27.179 | 118.32 | 9.9304 | 1004.52
01/10/2020 12:00 | 709.7 | 798.542 | 134.6729 | 26.591 | 115.71 | 10.6502 | 1004.39
01/10/2020 13:00 | 658.53 | 789.6027 | 127.8164 | 26.409 | 109.91 | 10.2507 | 1004.15
01/10/2020 14:00 | 537.18 | 729.5692 | 122.0453 | 27.038 | 125.98 | 9.909 | 1003.84
01/10/2020 15:00 | 169.73 | 137.2404 | 113.8797 | 26.617 | 126.42 | 9.7323 | 1003.7
01/10/2020 16:00 | 180.19 | 427.2073 | 82.1751 | 26.698 | 107.41 | 9.6504 | 1003.56
01/10/2020 17:00 | 15.974 | 0 | 7.9607 | 24.495 | 68.968 | 9.0962 | 1003.69
01/10/2020 18:00 | 0 | 0 | 0 | 23.525 | 145.01 | 7.9239 | 1004.1
01/10/2020 19:00 | 0 | 0 | 0 | 23.27 | 106.6 | 6.9877 | 1004.62
01/10/2020 20:00 | 0 | 0 | 0 | 21.062 | 58.148 | 7.0032 | 1004.8
01/10/2020 21:00 | 0 | 0 | 0 | 22.068 | 304.28 | 6.8872 | 1005
01/10/2020 22:00 | 0 | 0 | 0 | 20.461 | 105.659 | 6.246 | 1005.07
01/10/2020 23:00 | 0 | 0 | 0 | 19.758 | 190.319 | 5.862 | 1005.13
02/10/2020 00:00 | 0 | 0 | 0 | 19.33 | 237.51 | 5.5798 | 1005.24
02/10/2020 01:00 | 0 | 0 | 0 | 18.77 | 119.133 | 5.3668 | 1005.42
02/10/2020 02:00 | 0 | 0 | 0 | 19.198 | 179.0815 | 5.8355 | 1005.76
02/10/2020 03:00 | 0 | 0 | 0 | 18.189 | 90.633 | 6.0603 | 1006.14
02/10/2020 04:00 | 0 | 0 | 0 | 18.626 | 96.773 | 5.6655 | 1006.68
02/10/2020 05:00 | 0 | 0 | 0 | 18.907 | 36.055 | 4.762 | 1007.1
02/10/2020 06:00 | 0 | 0 | 0 | 18.908 | 75.433 | 5.2303 | 1007.25
02/10/2020 07:00 | 112.45 | 326.4736 | 61.9115 | 18.632 | 115.376 | 5.8574 | 1007.28
02/10/2020 08:00 | 305.12 | 579.5998 | 100.6058 | 23.259 | 268.2577 | 6.34 | 1007.23
02/10/2020 09:00 | 473.24 | 671.705 | 124.8554 | 26.217 | 258.8325 | 6.2331 | 1007.25
02/10/2020 10:00 | 623.7 | 781.8409 | 123.427 | 26.758 | 181.08 | 6.5194 | 1007.24
02/10/2020 11:00 | 697.03 | 796.8647 | 132.7509 | 26.861 | 148.16 | 6.6013 | 1007.26
02/10/2020 12:00 | 703.95 | 789.2018 | 136.7168 | 27.395 | 167.35 | 6.5621 | 1007.25
02/10/2020 13:00 | 676.42 | 830.5691 | 119.1875 | 27.214 | 239.19 | 6.0798 | 1007.23
02/10/2020 14:00 | 570.29 | 821.9309 | 103.1776 | 27.442 | 249.49 | 5.8538 | 1007.17
02/10/2020 15:00 | 388.89 | 707.1158 | 93.6321 | 26.879 | 234.03 | 5.5938 | 1007.05
02/10/2020 16:00 | 240.2 | 872.0255 | 40.5266 | 26.54 | 271.61 | 5.6299 | 1007.11
02/10/2020 17:00 | 7.8326 | 14.533 | 7.4677 | 24.481 | 241.69 | 4.3243 | 1007.3
02/10/2020 18:00 | 0 | 0 | 0 | 22.553 | 46.9743 | 4.3096 | 1007.59
02/10/2020 19:00 | 0 | 0 | 0 | 22.457 | 130.916 | 4.5865 | 1007.99
02/10/2020 20:00 | 0 | 0 | 0 | 21.984 | 118.222 | 4.2235 | 1008.4
02/10/2020 21:00 | 0 | 0 | 0 | 22.254 | 110.506 | 3.9518 | 1008.76
02/10/2020 22:00 | 0 | 0 | 0 | 21.363 | 96.724 | 3.9867 | 1009.05
02/10/2020 23:00 | 0 | 0 | 0 | 20.772 | 168.148 | 3.8669 | 1009.4
03/10/2020 00:00 | 0 | 0 | 0 | 21.046 | 62.336 | 3.2085 | 1009.69
03/10/2020 01:00 | 0 | 0 | 0 | 21.271 | 119.401 | 3.4402 | 1009.83
03/10/2020 02:00 | 0 | 0 | 0 | 20.641 | 46.6455 | 3.235 | 1009.95
03/10/2020 03:00 | 0 | 0 | 0 | 19.572 | 35.118 | 4.0575 | 1010.01
03/10/2020 04:00 | 0 | 0 | 0 | 19.626 | 34.177 | 4.5768 | 1010.12
03/10/2020 05:00 | 0 | 0.0366 | 0 | 19.597 | 33.601 | 3.9486 | 1010.16
03/10/2020 06:00 | 0 | 0.1061 | 0 | 18.989 | 102.964 | 4.5797 | 1010.1
03/10/2020 07:00 | 77.17 | 250.009 | 31.953 | 19.191 | 85.503 | 4.1739 | 1009.98
03/10/2020 08:00 | 292.54 | 636.8 | 53.755 | 24.668 | 99.53 | 4.6158 | 1009.71
03/10/2020 09:00 | 476.22 | 708.27 | 77.851 | 26.404 | 285.49 | 4.7404 | 1009.41
03/10/2020 10:00 | 512.16 | 519.887 | 149.85 | 26.716 | 258.21 | 5.707 | 1008.94
03/10/2020 11:00 | 750.16 | 671.77 | 231.95 | 26.784 | 277.71 | 5.3738 | 1008.38
03/10/2020 12:00 | 717.51 | 778.93 | 108.69 | 27.302 | 253.79 | 5.6801 | 1007.83
03/10/2020 13:00 | 466.65 | 41.6184 | 429.68 | 26.693 | 255.25 | 5.1245 | 1007.27
03/10/2020 14:00 | 332.53 | 40.2661 | 302.24 | 25.927 | 256.8 | 5.6811 | 1006.82
03/10/2020 15:00 | 154.47 | 0 | 154.85 | 25.467 | 258.09 | 5.4229 | 1006.23
03/10/2020 16:00 | 24.97 | 0.0011 | 24.72 | 24.17 | 297.91 | 5.7581 | 1005.87
03/10/2020 17:00 | 2.7105 | 0.318 | 2.3908 | 23.528 | 306.51 | 4.9177 | 1005.69
03/10/2020 18:00 | 0 | 0 | 0 | 22.753 | 55.775 | 4.8497 | 1005.67
03/10/2020 19:00 | 0 | 0.318 | 0 | 21.802 | 275.85 | 5.5838 | 1005.72
03/10/2020 20:00 | 0 | 0 | 0 | 21.698 | 71.927 | 6.1831 | 1005.7
03/10/2020 21:00 | 0 | 0 | 0 | 20.843 | 54.91 | 5.9898 | 1005.73
03/10/2020 22:00 | 0 | 0 | 0 | 20.993 | 39.88 | 6.0195 | 1005.52
03/10/2020 23:00 | 0 | 0 | 0 | 21.215 | 41.701 | 5.6118 | 1005.34
04/10/2020 00:00 | 0 | 0 | 0 | 20.953 | 71.694 | 5.7359 | 1005.16
04/10/2020 01:00 | 0 | 0 | 0 | 21.515 | 68.414 | 5.1073 | 1004.92
04/10/2020 02:00 | 0 | 0 | 0 | 21.598 | 65.216 | 4.8641 | 1004.7
04/10/2020 03:00 | 0 | 0 | 0 | 21.339 | 149.253 | 4.7878 | 1004.54
04/10/2020 04:00 | 0 | 0 | 0 | 20.858 | 60.09 | 4.4501 | 1004.43
04/10/2020 05:00 | 0.0013 | 0.0801 | 0 | 20.972 | 70.114 | 4.6045 | 1004.15
04/10/2020 06:00 | 0.0484 | 0 | 0 | 21.175 | 63.662 | 4.6914 | 1003.71
04/10/2020 07:00 | 38.35 | 0.0095 | 35.703 | 21.444 | 151.105 | 4.9452 | 1003.21
04/10/2020 08:00 | 279.18 | 402.18 | 123 | 23.712 | 109.7 | 4.9306 | 1002.65
04/10/2020 09:00 | 154.78 | 19.6634 | 139.96 | 24.02 | 123.23 | 4.394 | 1002.05
04/10/2020 10:00 | 608.72 | 771.81 | 78.893 | 25.2 | 143.77 | 4.0682 | 1001.41
04/10/2020 11:00 | 674.08 | 739.63 | 114.96 | 25.652 | 153.85 | 4.7297 | 1000.83
04/10/2020 12:00 | 727.65 | 781.24 | 120.75 | 25.749 | 172.31 | 4.813 | 1000.26
04/10/2020 13:00 | 512.04 | 283.8842 | 301.78 | 25.951 | 161.81 | 4.1274 | 999.567
04/10/2020 14:00 | 430.67 | 417.8 | 166.91 | 25.388 | 157.07 | 5.0355 | 998.996
04/10/2020 15:00 | 371.54 | 661.32 | 67.41 | 25.281 | 136.06 | 4.1627 | 998.613
04/10/2020 16:00 | 176.03 | 490.63 | 49.374 | 25.011 | 144.71 | 4.2353 | 998.346
04/10/2020 17:00 | 11.128 | 46.5487 | 9.1836 | 23.86 | 140.91 | 4.5005 | 998.113
04/10/2020 18:00 | 0 | 0 | 0 | 23.22 | 59.986 | 4.1787 | 997.884
04/10/2020 19:00 | 0 | 0.1527 | 0 | 22.121 | 67.8 | 4.1772 | 997.676
04/10/2020 20:00 | 0 | 0 | 0 | 21.7 | 65.444 | 5.2769 | 997.426
04/10/2020 21:00 | 0 | 0 | 0 | 21.917 | 91.225 | 4.4435 | 997.276
04/10/2020 22:00 | 0 | 0 | 0 | 20.842 | 73.115 | 4.6739 | 997.194
04/10/2020 23:00 | 0 | 0 | 0 | 21.366 | 132.19 | 4.9244 | 997.15
05/10/2020 00:00 | 0 | 0 | 0 | 21.97 | 137.08 | 4.8298 | 996.983
05/10/2020 01:00 | 0 | 0 | 0 | 22.077 | 135.24 | 5.1778 | 996.753
05/10/2020 02:00 | 0 | 0 | 0 | 21.923 | 129.265 | 5.901 | 996.576
05/10/2020 03:00 | 0 | 0 | 0 | 21.961 | 124.72 | 6.1595 | 996.484
05/10/2020 04:00 | 0 | 0 | 0 | 21.836 | 133.34 | 5.3136 | 996.394
05/10/2020 05:00 | 0 | 0.0605 | 0 | 21.068 | 133.14 | 5.9697 | 996.189
05/10/2020 06:00 | 0.0057 | 0.5428 | 0 | 20.825 | 138.44 | 6.9251 | 996.23
05/10/2020 07:00 | 15.207 | 0.9662 | 10.147 | 21.16 | 131.52 | 8.9778 | 996.113
05/10/2020 08:00 | 32.335 | 1.5706 | 27.641 | 21.212 | 130.2 | 9.9361 | 996.018
05/10/2020 09:00 | 82.799 | 0.4008 | 78.58 | 21.871 | 133.84 | 9.9341 | 996.076
05/10/2020 10:00 | 123.82 | 0.3424 | 121.2 | 18.749 | 90.939 | 9.7926 | 996.424
05/10/2020 11:00 | 174.99 | 0.9943 | 170.23 | 21.261 | 132.98 | 9.263 | 996.809
05/10/2020 12:00 | 163.37 | 0.6393 | 159.35 | 22.05 | 120.88 | 8.8196 | 996.921
05/10/2020 13:00 | 134.06 | 0.3339 | 133.14 | 20.884 | 70.003 | 10.0784 | 996.991
05/10/2020 14:00 | 122.83 | 0.4526 | 121.12 | 22.278 | 125.76 | 9.6621 | 997.566
05/10/2020 15:00 | 305.26 | 238.2328 | 198.21 | 22.539 | 106.32 | 8.7673 | 997.869
05/10/2020 16:00 | 68.957 | 0.318 | 67.412 | 22.519 | 123.58 | 7.6811 | 998.117
05/10/2020 17:00 | 7.3372 | 6.0881 | 6.4294 | 22.553 | 118.965 | 8.1601 | 998.52
05/10/2020 18:00 | 0 | 0 | 0 | 22.145 | 113.53 | 7.9532 | 999.064
05/10/2020 19:00 | 0 | 0 | 0 | 20.77 | 77.565 | 6.5672 | 999.352
05/10/2020 20:00 | 0 | 0 | 0 | 20.62 | 85.829 | 5.7707 | 999.557
05/10/2020 21:00 | 0 | 0 | 0 | 21.186 | 124.05 | 5.0419 | 999.646
05/10/2020 22:00 | 0 | 0 | 0 | 20.081 | 116.13 | 3.9721 | 999.438
05/10/2020 23:00 | 0 | 0 | 0 | 21.365 | 111.885 | 3.3712 | 999.128
06/10/2020 00:00 | 0 | 0 | 0 | 19.883 | 71.892 | 3.6927 | 999.066
06/10/2020 01:00 | 0 | 0 | 0 | 19.27 | 74.59 | 4.157 | 999.047
06/10/2020 02:00 | 0 | 0 | 0 | 21.309 | 124.57 | 3.6885 | 998.991
06/10/2020 03:00 | 0 | 0 | 0 | 21.482 | 119.175 | 3.6156 | 999.168
06/10/2020 04:00 | 0 | 0 | 0 | 21.007 | 108.75 | 4.7434 | 999.338
06/10/2020 05:00 | 0 | 0 | 0 | 19.745 | 66.441 | 5.2137 | 999.275
06/10/2020 06:00 | 0 | 0 | 0 | 20.041 | 67.396 | 5.8877 | 999.177
06/10/2020 07:00 | 81.208 | 3.8058 | 79.216 | 19.452 | 67.455 | 6.4167 | 998.809
06/10/2020 08:00 | 230.71 | 149.1685 | 171.96 | 20.866 | 70.887 | 5.7247 | 998.338
06/10/2020 09:00 | 472.17 | 547.66 | 160.31 | 22.65 | 83.6525 | 6.0773 | 997.873
06/10/2020 10:00 | 642.52 | 729.96 | 131.61 | 23.26 | 107.19 | 6.2815 | 997.476
06/10/2020 11:00 | 703.27 | 638.56 | 207.68 | 23.111 | 100.48 | 5.2234 | 996.982
06/10/2020 12:00 | 730.1 | 792.1 | 108.71 | 23.673 | 108.48 | 5.134 | 996.563
06/10/2020 13:00 | 697.96 | 733.21 | 156.74 | 23.807 | 112.76 | 4.9272 | 996.193
06/10/2020 14:00 | 507.44 | 457.821 | 217.98 | 23.593 | 115.84 | 4.5452 | 995.861
06/10/2020 15:00 | 419.06 | 624.99 | 128.75 | 23.572 | 108.11 | 4.5548 | 995.553
06/10/2020 16:00 | 107.74 | 46.8383 | 94.02 | 22.856 | 111.36 | 4.4213 | 995.349
06/10/2020 17:00 | 13.577 | 34.6998 | 12.3227 | 21.667 | 87.642 | 4.1303 | 995.202
06/10/2020 18:00 | 0 | 0.1717 | 0 | 20.673 | 71.785 | 4.1024 | 995.405
06/10/2020 19:00 | 0 | 0.1829 | 0 | 21.992 | 110.8 | 4.4678 | 995.611
06/10/2020 20:00 | 0 | 0 | 0 | 21.374 | 86.856 | 4.2874 | 995.997
06/10/2020 21:00 | 0 | 0 | 0 | 19.77 | 60.053 | 4.7406 | 996.334
06/10/2020 22:00 | 0 | 0 | 0 | 20.108 | 87.824 | 5.2641 | 996.461
06/10/2020 23:00 | 0 | 0 | 0 | 19.693 | 64.161 | 4.8388 | 996.563
07/10/2020 00:00 | 0 | 0 | 0 | 19.615 | 65.996 | 4.3142 | 996.681
07/10/2020 01:00 | 0 | 0 | 0 | 19.88 | 105.36 | 4.1832 | 997.093
07/10/2020 02:00 | 0 | 0 | 0 | 18.951 | 96.57 | 4.3163 | 997.362
07/10/2020 03:00 | 0 | 0 | 0 | 18.218 | 104.57 | 4.0918 | 997.435
07/10/2020 04:00 | 0 | 0 | 0 | 18.516 | 60.432 | 4.4865 | 997.638
07/10/2020 05:00 | 0 | 0 | 0 | 18.465 | 107.66 | 4.215 | 997.66
07/10/2020 06:00 | 0.2838 | 0 | 0 | 18.125 | 88.669 | 4.1944 | 997.559
07/10/2020 07:00 | 103.328 | 217.5897 | 65.987 | 18.543 | 80.583 | 4.1696 | 997.342
07/10/2020 08:00 | 96.623 | 48.4071 | 74.476 | 19.473 | 93.95 | 4.4285 | 997.066
07/10/2020 09:00 | 105.11 | 0.7166 | 98.994 | 20.826 | 102.22 | 4.6286 | 996.773
07/10/2020 10:00 | 751.42 | 756.46 | 248.29 | 22.157 | 100.72 | 5.4926 | 996.422
07/10/2020 11:00 | 586.93 | 427.31 | 271.57 | 23.283 | 107.9 | 5.1741 | 996.067
07/10/2020 12:00 | 271.76 | 2.7861 | 266.68 | 20.612 | 98.73 | 6.0492 | 995.677
07/10/2020 13:00 | 672.45 | 801.88 | 109.7 | 23.132 | 112.355 | 5.8433 | 995.119
07/10/2020 14:00 | 562.03 | 814.1 | 74.753 | 23.529 | 112.5 | 6.8919 | 994.701
07/10/2020 15:00 | 388.91 | 701.52 | 76.028 | 23.413 | 115.75 | 6.8438 | 994.439
07/10/2020 16:00 | 196.65 | 594.51 | 46.626 | 22.79 | 112.43 | 5.8843 | 994.275
07/10/2020 17:00 | 12.4439 | 53.6553 | 9.1347 | 21.704 | 110.07 | 5.096 | 994.212
07/10/2020 18:00 | 0 | 0 | 0 | 20.432 | 75.188 | 4.7756 | 994.091
07/10/2020 19:00 | 0 | 0 | 0 | 20.878 | 102.53 | 5.7158 | 994.205
07/10/2020 20:00 | 0 | 0 | 0 | 20.977 | 90.968 | 5.8081 | 994.295
07/10/2020 21:00 | 0 | 0 | 0 | 20.722 | 98.8 | 4.9114 | 994.386
07/10/2020 22:00 | 0 | 0 | 0 | 19.983 | 95.184 | 4.5783 | 994.335
07/10/2020 23:00 | 0 | 0 | 0 | 19.103 | 112.37 | 4.4735 | 994.289
08/10/2020 00:00 | 0 | 0 | 0 | 19.343 | 67.076 | 4.9889 | 994.302
08/10/2020 01:00 | 0 | 0 | 0 | 19.314 | 105.35 | 4.806 | 994.362
08/10/2020 02:00 | 0 | 0 | 0 | 19.426 | 86.881 | 4.7444 | 994.587
08/10/2020 03:00 | 0 | 0 | 0 | 19.734 | 80.976 | 3.845 | 994.898
08/10/2020 04:00 | 0 | 0 | 0 | 20.009 | 85.365 | 3.53 | 995.297
08/10/2020 05:00 | 0.3249 | 0.1824 | 0 | 20.065 | 75.618 | 3.7701 | 995.401
08/10/2020 06:00 | 0 | 0.2767 | 0 | 19.695 | 66.797 | 4.3756 | 995.464
08/10/2020 07:00 | 109.999 | 174.4676 | 79.626 | 20.478 | 95.81 | 4.657 | 995.447
08/10/2020 08:00 | 302.98 | 645.99 | 68.637 | 22.101 | 95.33 | 5.0515 | 995.319
08/10/2020 09:00 | 476.69 | 743.56 | 77.927 | 23.21 | 108.39 | 4.5874 | 995.043
08/10/2020 10:00 | 618.29 | 802.27 | 86.22 | 23.932 | 107.535 | 4.85 | 994.788
08/10/2020 11:00 | 695.82 | 824.3 | 86.99 | 24.229 | 112.91 | 4.3371 | 994.429
08/10/2020 12:00 | 712.76 | 833.7 | 85.09 | 24.183 | 119.03 | 3.9949 | 994.294
08/10/2020 13:00 | 667.84 | 835.4 | 78.508 | 24.468 | 113.395 | 4.4004 | 994.091
08/10/2020 14:00 | 550.04 | 783.78 | 78.475 | 24.355 | 110.97 | 5.1041 | 993.994
08/10/2020 15:00 | 391.86 | 734.61 | 63.639 | 24.126 | 106.65 | 4.9443 | 993.919
08/10/2020 16:00 | 188.22 | 541.49 | 51.371 | 23.178 | 109.005 | 5.3571 | 994.308
08/10/2020 17:00 | 14.2408 | 30.3595 | 12.0232 | 22.264 | 104.07 | 4.9827 | 994.369
08/10/2020 18:00 | 0 | 0.2258 | 0 | 21.61 | 101.91 | 4.9018 | 994.63
08/10/2020 19:00 | 0 | 0 | 0 | 21.719 | 90.99 | 4.7954 | 994.824
08/10/2020 20:00 | 0 | 0 | 0 | 21.072 | 63.009 | 5.1002 | 994.895
08/10/2020 21:00 | 0 | 0 | 0 | 20.847 | 77.33 | 4.5835 | 995.028
08/10/2020 22:00 | 0 | 0 | 0 | 20.853 | 76.355 | 4.2137 | 994.901
08/10/2020 23:00 | 0 | 0 | 0 | 20.084 | 95.226 | 4.0532 | 994.772
09/10/2020 00:00 | 0 | 0 | 0 | 19.99 | 98.298 | 4.5111 | 994.876
09/10/2020 01:00 | 0 | 0 | 0 | 20.849 | 116.72 | 3.9652 | 994.775
09/10/2020 02:00 | 0 | 0 | 0 | 20.654 | 110.51 | 4.987 | 994.46
09/10/2020 03:00 | 0 | 0 | 0 | 20.265 | 85.53 | 5.1398 | 994.099
09/10/2020 04:00 | 0 | 0 | 0 | 20.479 | 112.13 | 4.7442 | 993.86
09/10/2020 05:00 | 0 | 0 | 0 | 20.413 | 111.08 | 4.1744 | 993.556
09/10/2020 06:00 | 0 | 0 | 0 | 19.526 | 104.645 | 4.8929 | 992.911
09/10/2020 07:00 | 55.337 | 5.6388 | 51.918 | 19.801 | 95.21 | 6.2426 | 992.237
09/10/2020 08:00 | 181.85 | 42.3281 | 164.99 | 22.359 | 89.89 | 7.9262 | 992.052
09/10/2020 09:00 | 286.7 | 131.3735 | 213.27 | 23.469 | 123.46 | 10.4204 | 991.812
09/10/2020 10:00 | 385.77 | 55.026 | 346.16 | 24.521 | 100.813 | 9.9513 | 991.598
09/10/2020 11:00 | 662.44 | 399.624 | 366.52 | 24.465 | 104.15 | 9.2705 | 991.12
09/10/2020 12:00 | 718.35 | 349.5674 | 454.39 | 24.059 | 111.305 | 12.2409 | 991.575
09/10/2020 13:00 | 248.2 | 0.3424 | 246.55 | 23.676 | 114.495 | 10.6351 | 991.506
09/10/2020 14:00 | 191.53 | 2.1398 | 187.91 | 23.3 | 117.78 | 11.0251 | 991.694
09/10/2020 15:00 | 173.85 | 5.2702 | 170.23 | 22.897 | 116.08 | 10.3804 | 992.094
09/10/2020 16:00 | 105.74 | 12.0901 | 101.62 | 22.679 | 112.73 | 9.0041 | 992.545
09/10/2020 17:00 | 2.3951 | 0.318 | 1.6304 | 21.897 | 110.58 | 9.6486 | 992.805
09/10/2020 18:00 | 0 | 0.0037 | 0 | 22.075 | 117.01 | 9.0182 | 993.37
09/10/2020 19:00 | 0.1439 | 0.7293 | 0 | 21.744 | 107.39 | 8.656 | 994.097
09/10/2020 20:00 | 0 | 0 | 0 | 21.817 | 99.318 | 7.6826 | 994.488
09/10/2020 21:00 | 0 | 0 | 0 | 21.407 | 98.07 | 7.0035 | 994.485
09/10/2020 22:00 | 0 | 0 | 0 | 22.01 | 112.67 | 7.5168 | 994.628
09/10/2020 23:00 | 0 | 0 | 0 | 21.872 | 103.24 | 7.1987 | 994.807
10/10/2020 00:00 | 0 | 0 | 0 | 21.882 | 107.92 | 7.02 | 995.223
10/10/2020 01:00 | 0 | 0 | 0 | 21.675 | 114.45 | 6.5686 | 995.74
10/10/2020 02:00 | 0 | 0 | 0 | 22.065 | 110.18 | 6.2521 | 996.261
10/10/2020 03:00 | 0 | 0 | 0 | 22.106 | 97.816 | 7.3961 | 996.805
10/10/2020 04:00 | 0 | 0 | 0 | 22.169 | 109.74 | 7.054 | 997.088
10/10/2020 05:00 | 0 | 0 | 0 | 22.17 | 109.69 | 6.8379 | 997.357
10/10/2020 06:00 | 0 | 0.1702 | 0 | 21.977 | 101.949 | 7.5299 | 997.579
10/10/2020 07:00 | 37.195 | 0.1489 | 36.083 | 21.311 | 95.063 | 7.7511 | 997.748
10/10/2020 08:00 | 126.91 | 0.247 | 124.48 | 22.224 | 108 | 7.6507 | 997.693
10/10/2020 09:00 | 230.02 | 10.8003 | 221.82 | 22.869 | 115.82 | 7.2921 | 997.554
10/10/2020 10:00 | 496.67 | 73.911 | 444.29 | 23.832 | 116.93 | 7.2613 | 997.457
10/10/2020 11:00 | 419.62 | 30.2089 | 395.4 | 24.634 | 118.1 | 6.6874 | 997.646
10/10/2020 12:00 | 545.87 | 156.287 | 423.8 | 25.967 | 119.44 | 7.0913 | 997.939
10/10/2020 13:00 | 369.37 | 41.9142 | 336.09 | 25.427 | 106.49 | 7.3736 | 998.219
10/10/2020 14:00 | 331.4 | 30.8148 | 310.49 | 25.075 | 94.655 | 7.5647 | 998.58
10/10/2020 15:00 | 193.92 | 12.0211 | 187.66 | 25.161 | 208.954 | 7.3091 | 998.69
10/10/2020 16:00 | 105.55 | 0.4398 | 105.91 | 24.65 | 277.46 | 7.8735 | 998.682
10/10/2020 17:00 | 17.607 | 2.0553 | 18.166 | 23.944 | 308.04 | 7.5834 | 998.775
10/10/2020 18:00 | 0 | 0 | 0 | 22.12 | 56.245 | 7.1404 | 999.193
10/10/2020 19:00 | 0 | 0.1802 | 0 | 20.801 | 195.291 | 5.9694 | 999.795
10/10/2020 20:00 | 0 | 0 | 0 | 20.292 | 131.63 | 5.6619 | 1000.36
10/10/2020 21:00 | 0 | 0 | 0 | 19.537 | 86.84 | 6.4751 | 1000.84
10/10/2020 22:00 | 0 | 0 | 0 | 19.319 | 203.524 | 6.2568 | 1001.08
10/10/2020 23:00 | 0 | 0 | 0 | 20.193 | 62.37 | 6.6218 | 1001.19
11/10/2020 00:00 | 0 | 0 | 0 | 19.365 | 43.644 | 5.8453 | 1001.43
11/10/2020 01:00 | 0 | 0 | 0 | 18.612 | 151.97 | 5.5311 | 1001.73
11/10/2020 02:00 | 0 | 0 | 0 | 19.1 | 112.563 | 5.8585 | 1002.24
11/10/2020 03:00 | 0 | 0 | 0 | 20.127 | 46.493 | 5.1407 | 1002.84
11/10/2020 04:00 | 0 | 0 | 0 | 18.914 | 333.23 | 5.4061 | 1003.34
11/10/2020 05:00 | 0 | 0.0653 | 0 | 18.7 | 116.857 | 5.6479 | 1003.7
11/10/2020 06:00 | 0 | 0.291 | 0 | 19.124 | 128.562 | 5.3274 | 1003.88
11/10/2020 07:00 | 79.072 | 76.239 | 66.525 | 19.627 | 30.4612 | 6.1514 | 1003.84
11/10/2020 08:00 | 295.01 | 600.83 | 74.621 | 23.769 | 58.57 | 5.794 | 1003.51
11/10/2020 09:00 | 461.76 | 719.91 | 78.101 | 25.488 | 217.009 | 5.877 | 1003.26
11/10/2020 10:00 | 603.18 | 744.47 | 108.27 | 25.046 | 130.08 | 6.4221 | 1003.15
11/10/2020 11:00 | 674.94 | 778.88 | 102.06 | 25.801 | 276.59 | 6.5962 | 1002.92
11/10/2020 12:00 | 680.32 | 706.39 | 145.11 | 26.197 | 231.56 | 6.0513 | 1002.67
11/10/2020 13:00 | 650.9 | 751.83 | 115.62 | 26.112 | 223.9 | 5.314 | 1002.51
11/10/2020 14:00 | 540.05 | 499.81 | 237.03 | 25.895 | 246.75 | 5.2974 | 1002.51
11/10/2020 15:00 | 397.18 | 658.76 | 98.2 | 25.943 | 264.29 | 4.6697 | 1002.36
11/10/2020 16:00 | 224.72 | 481.45 | 100.53 | 25.581 | 265.02 | 4.6593 | 1002.34
11/10/2020 17:00 | 12.3828 | 13.0791 | 12.5617 | 23.764 | 216.76 | 3.9755 | 1002.25
11/10/2020 18:00 | 0 | 0 | 0 | 22.768 | 202.386 | 4.9695 | 1002.12
11/10/2020 19:00 | 0 | 0 | 0 | 21.185 | 91.616 | 4.9868 | 1002.29
11/10/2020 20:00 | 0 | 0 | 0 | 20.757 | 72.396 | 5.4007 | 1002.44
11/10/2020 21:00 | 0 | 0 | 0 | 19.715 | 83.111 | 4.5046 | 1002.56
11/10/2020 22:00 | 0 | 0 | 0 | 19.284 | 146.458 | 4.8267 | 1002.51
11/10/2020 23:00 | 0 | 0 | 0 | 18.709 | 97.657 | 4.9132 | 1002.37
12/10/2020 00:00 | 0 | 0 | 0 | 18.91 | 69.775 | 5.1102 | 1002.42
12/10/2020 01:00 | 0 | 0 | 0 | 19.077 | 36.566 | 4.7686 | 1002.5
12/10/2020 02:00 | 0 | 0 | 0 | 19.069 | 51.106 | 4.5726 | 1002.79
12/10/2020 03:00 | 0 | 0 | 0 | 19.17 | 39.429 | 4.4522 | 1003.07
12/10/2020 04:00 | 0 | 0 | 0 | 19.158 | 62.8415 | 5.0569 | 1003.35
12/10/2020 05:00 | 0 | 0.2179 | 0 | 18.084 | 104.822 | 4.7785 | 1003.54
12/10/2020 06:00 | 0 | 0.3302 | 0 | 19.47 | 90.8305 | 5.6799 | 1003.72
12/10/2020 07:00 | 89.652 | 350.03 | 33.845 | 18.571 | 92.957 | 6.1052 | 1003.81
12/10/2020 08:00 | 287.79 | 627.27 | 58.903 | 22.573 | 119.506 | 6.1582 | 1003.75
12/10/2020 09:00 | 462.58 | 731.78 | 70.188 | 25.723 | 247.37 | 5.7866 | 1003.69
12/10/2020 10:00 | 597.87 | 754.88 | 91.14 | 26.148 | 246.88 | 5.1066 | 1003.64
12/10/2020 11:00 | 675.02 | 773.22 | 99.32 | 26.138 | 257.18 | 5.1708 | 1003.72
12/10/2020 12:00 | 711.75 | 755.68 | 137.58 | 26.028 | 213.59 | 4.8678 | 1003.98
12/10/2020 13:00 | 652.67 | 740.02 | 125.65 | 25.638 | 205.53 | 5.006 | 1004.1
12/10/2020 14:00 | 545.7 | 696.83 | 120.75 | 25.462 | 139.54 | 5.8102 | 1004.37
12/10/2020 15:00 | 373.84 | 630.41 | 88.39 | 25.742 | 136.27 | 5.1607 | 1004.56
12/10/2020 16:00 | 181.69 | 454.75 | 64.437 | 25.921 | 201.19 | 4.8046 | 1004.89
12/10/2020 17:00 | 9.1611 | 3.1629 | 11.599 | 23.692 | 281.35 | 5.0141 | 1005.19
12/10/2020 18:00 | 0 | 0 | 0 | 21.478 | 161.192 | 4.7286 | 1005.74
12/10/2020 19:00 | 0 | 0.044 | 0 | 19.699 | 102.6715 | 4.6589 | 1006.27
12/10/2020 20:00 | 0 | 0 | 0 | 19.978 | 56.17 | 4.3074 | 1006.68
12/10/2020 21:00 | 0 | 0 | 0 | 20.059 | 140.017 | 4.4202 | 1007.08
12/10/2020 22:00 | 0 | 0 | 0 | 19.869 | 53.567 | 3.464 | 1007.33
12/10/2020 23:00 | 0 | 0 | 0 | 18.56 | 41.499 | 3.5489 | 1007.59
13/10/2020 00:00 | 0 | 0 | 0 | 18.684 | 46.062 | 3.992 | 1007.94
13/10/2020 01:00 | 0 | 0 | 0 | 19.731 | 87.931 | 3.7789 | 1007.93
13/10/2020 02:00 | 0 | 0 | 0 | 20.971 | 85.158 | 3.4729 | 1008.17
13/10/2020 03:00 | 0 | 0 | 0 | 21.039 | 123.658 | 3.7763 | 1008.47
13/10/2020 04:00 | 0 | 0 | 0 | 20.364 | 202.48 | 3.9418 | 1008.96
13/10/2020 05:00 | 0 | 0 | 0 | 19.38 | 293.71 | 4.6577 | 1008.98
13/10/2020 06:00 | 0.0616 | 0 | 0 | 18.385 | 132.953 | 4.0686 | 1008.93
13/10/2020 07:00 | 33.861 | 0.7542 | 30.641 | 19.279 | 146.266 | 4.5256 | 1008.89
13/10/2020 08:00 | 87.942 | 0.5338 | 86.592 | 19.735 | 131.636 | 4.5279 | 1008.63
13/10/2020 09:00 | 49.757 | 0.1951 | 48.586 | 20.789 | 176.64 | 4.4612 | 1008.21
13/10/2020 10:00 | 126 | 0.6303 | 124.09 | 20.681 | 324.82 | 4.2618 | 1008.05
13/10/2020 11:00 | 222.42 | 1.5315 | 221.23 | 21.749 | 132.576 | 4.3654 | 1007.42
13/10/2020 12:00 | 323.09 | 4.0524 | 319.99 | 23.243 | 248.86 | 5.3316 | 1007.06
13/10/2020 13:00 | 466.57 | 210.8894 | 316.55 | 23.502 | 247.65 | 5.6201 | 1006.69
13/10/2020 14:00 | 559.89 | 798.49 | 86.254 | 24.512 | 255.18 | 7.2233 | 1006.54
13/10/2020 15:00 | 236.44 | 105.4141 | 192.56 | 24.199 | 240.98 | 7.298 | 1006.88
13/10/2020 16:00 | 36.796 | 0 | 38.575 | 22.448 | 227.64 | 7.7034 | 1007.32
13/10/2020 17:00 | 6.5551 | 0 | 6.8737 | 22.061 | 245.451 | 8.4566 | 1007.69
13/10/2020 18:00 | 0.0679 | 0.2072 | 0 | 20.644 | 172.577 | 8.2252 | 1008.18
13/10/2020 19:00 | 0 | 0 | 0 | 20.099 | 108.088 | 7.4352 | 1009.06
13/10/2020 20:00 | 0 | 0 | 0 | 19.3 | 76.891 | 5.9028 | 1009.52
13/10/2020 21:00 | 0 | 0 | 0 | 19.907 | 81.759 | 5.8159 | 1009.72
13/10/2020 22:00 | 0 | 0 | 0 | 19.617 | 84.081 | 5.2541 | 1009.68
13/10/2020 23:00 | 0 | 0 | 0 | 19.865 | 297.73 | 5.1772 | 1009.66
14/10/2020 00:00 | 0 | 0 | 0 | 19.294 | 92.791 | 4.5913 | 1009.85
14/10/2020 01:00 | 0 | 0 | 0 | 18.957 | 43.862 | 5.2277 | 1010.02
14/10/2020 02:00 | 0 | 0 | 0 | 18.412 | 150.4 | 5.0394 | 1010.1
14/10/2020 03:00 | 0 | 0 | 0 | 19.23 | 282.58 | 5.5209 | 1010.2
14/10/2020 04:00 | 0 | 0 | 0 | 19.099 | 46.408 | 5.2847 | 1010.63
14/10/2020 05:00 | 0 | 0 | 0 | 19.099 | 53.399 | 5.0309 | 1010.88
14/10/2020 06:00 | 0.0347 | 0.0785 | 0 | 19.458 | 62.107 | 6.7088 | 1010.66
14/10/2020 07:00 | 43.752 | 5.2763 | 41.305 | 19.418 | 45.52 | 7.3298 | 1010.17
14/10/2020 08:00 | 97.94 | 12.6059 | 91.604 | 20.262 | 82.1 | 7.8865 | 1009.72
14/10/2020 09:00 | 151.537 | 36.8223 | 130.914 | 21.008 | 85.404 | 7.9792 | 1009.25
14/10/2020 10:00 | 122.26 | 0.2805 | 120.64 | 20.397 | 133.1 | 8.5763 | 1008.68
14/10/2020 11:00 | 272.23 | 1.5502 | 268.81 | 20.335 | 104.73 | 9.1032 | 1008.24
14/10/2020 12:00 | 467.15 | 45.514 | 431.14 | 20.354 | 114.3 | 9.1989 | 1007.83
14/10/2020 13:00 | 318.34 | 3.2356 | 315.45 | 21.556 | 111.31 | 9.2576 | 1007.38
14/10/2020 14:00 | 399.67 | 110.1562 | 332.05 | 23.001 | 119.43 | 9.5038 | 1007.1
14/10/2020 15:00 | 154.1 | 0.5267 | 152.58 | 21.835 | 103.56 | 9.0835 | 1006.82
14/10/2020 16:00 | 29.827 | 0 | 30.201 | 20.327 | 121.24 | 9.2431 | 1006.74
14/10/2020 17:00 | 6.1921 | 0.7507 | 5.1703 | 19.423 | 84.053 | 7.9783 | 1006.78
14/10/2020 18:00 | 0.6717 | 0.4553 | 0 | 20.005 | 103.69 | 7.0557 | 1007.04
14/10/2020 19:00 | 0 | 0.2147 | 0 | 19.753 | 79.57 | 6.328 | 1007.46
14/10/2020 20:00 | 0 | 0 | 0 | 19.371 | 99.725 | 6.1158 | 1007.77
14/10/2020 21:00 | 0 | 0 | 0 | 19.802 | 89.631 | 6.1105 | 1007.74
14/10/2020 22:00 | 0 | 0 | 0 | 19.297 | 88.198 | 6.3228 | 1007.55
14/10/2020 23:00 | 0 | 0 | 0 | 19.387 | 74.207 | 6.3162 | 1007.51
15/10/2020 00:00 | 0 | 0 | 0 | 19.789 | 109.25 | 5.6782 | 1007.58
15/10/2020 01:00 | 0 | 0 | 0 | 18.879 | 93.22 | 5.7093 | 1007.57
15/10/2020 02:00 | 0 | 0 | 0 | 19.275 | 101.01 | 5.9524 | 1007.44
15/10/2020 03:00 | 0 | 0 | 0 | 19.984 | 112.26 | 5.7181 | 1007.56
15/10/2020 04:00 | 0 | 0 | 0 | 19.781 | 99.46 | 6.1109 | 1007.77
15/10/2020 05:00 | 0.1284 | 0.3159 | 0 | 19.358 | 92.6 | 6.2095 | 1007.81
15/10/2020 06:00 | 0 | 0 | 0 | 18.87 | 103.4 | 6.5711 | 1007.64
15/10/2020 07:00 | 37.512 | 0.5874 | 34.596 | 19.171 | 85.072 | 7.798 | 1007.48
15/10/2020 08:00 | 187.33 | 94.1694 | 151.11 | 20.756 | 94.82 | 7.8513 | 1007.25
15/10/2020 09:00 | 276.02 | 78.2171 | 232.91 | 21.785 | 110.89 | 9.213 | 1006.69
15/10/2020 10:00 | 611.91 | 809.4 | 85.25 | 23.45 | 112.35 | 9.3688 | 1005.97
15/10/2020 11:00 | 690.07 | 830.48 | 89.52 | 23.408 | 106.665 | 9.0913 | 1005.38
15/10/2020 12:00 | 708.27 | 833.3 | 90.88 | 23.987 | 111.11 | 9.1207 | 1004.75
15/10/2020 13:00 | 661.95 | 818.9 | 92.87 | 24.005 | 109.38 | 9.134 | 1004.06
15/10/2020 14:00 | 547.91 | 776.01 | 86.36 | 23.977 | 111.45 | 9.1996 | 1003.4
15/10/2020 15:00 | 383.13 | 695.93 | 74.636 | 23.691 | 109.03 | 9.4055 | 1002.85
15/10/2020 16:00 | 189.62 | 550.83 | 50.666 | 23.112 | 108.615 | 8.6468 | 1002.53
15/10/2020 17:00 | 12.6753 | 57.7709 | 9.5571 | 21.944 | 110.07 | 7.8083 | 1002.38
15/10/2020 18:00 | 0 | 0 | 0 | 20.92 | 106.37 | 6.2794 | 1002.36
15/10/2020 19:00 | 0 | 0 | 0 | 21.035 | 93.89 | 6.3701 | 1002.5
15/10/2020 20:00 | 0 | 0 | 0 | 21.021 | 105.26 | 6.6281 | 1002.53
15/10/2020 21:00 | 0 | 0 | 0 | 20.42 | 82.688 | 6.5732 | 1002.42
15/10/2020 22:00 | 0 | 0 | 0 | 21.075 | 91.739 | 6.2829 | 1002.1
15/10/2020 23:00 | 0 | 0 | 0 | 20.735 | 76.387 | 5.616 | 1001.78
16/10/2020 00:00 | 0 | 0 | 0 | 19.741 | 73.187 | 5.0464 | 1001.53
16/10/2020 01:00 | 0 | 0 | 0 | 19.821 | 69.833 | 5.1529 | 1001.2
16/10/2020 02:00 | 0 | 0 | 0 | 21.614 | 57.753 | 5.2137 | 1000.89
16/10/2020 03:00 | 0 | 0 | 0 | 21.032 | 166.126 | 4.4515 | 1000.72
16/10/2020 04:00 | 0 | 0 | 0 | 20.359 | 46.02 | 4.5974 | 1000.64
16/10/2020 05:00 | 0 | 0 | 0 | 20.739 | 121.89 | 4.3348 | 1000.43
16/10/2020 06:00 | 0 | 0.248 | 0 | 20.653 | 111.585 | 4.6322 | 1000.1
16/10/2020 07:00 | 40.068 | 0.318 | 38.731 | 20.772 | 95.28 | 6.2482 | 999.604
16/10/2020 08:00 | 160.51 | 2.133 | 158.35 | 22.138 | 113.44 | 6.4933 | 998.834
16/10/2020 09:00 | 270.06 | 4.6635 | 266.82 | 22.794 | 124.04 | 6.683 | 997.97
16/10/2020 10:00 | 433.69 | 171.386 | 318.7 | 23.403 | 96.82 | 6.5208 | 996.973
16/10/2020 11:00 | 449.1 | 22.037 | 431.34 | 23.281 | 114.58 | 7.2492 | 996.206
16/10/2020 12:00 | 713.39 | 512.45 | 329.5 | 24.624 | 107.32 | 7.8467 | 995.525
16/10/2020 13:00 | 537.48 | 160.338 | 421.53 | 24.178 | 114.385 | 7.4117 | 994.834
16/10/2020 14:00 | 379.31 | 230.42 | 236.59 | 23.787 | 112.74 | 8.0835 | 994.349
16/10/2020 15:00 | 392.06 | 745.41 | 59.142 | 24.552 | 122.42 | 8.2415 | 994.063
16/10/2020 16:00 | 135.53 | 73.672 | 115.42 | 23.426 | 107.58 | 9.9622 | 994.083
16/10/2020 17:00 | 16.726 | 69.655 | 13 | 22.482 | 104.98 | 9.3709 | 994.544
16/10/2020 18:00 | 0 | 0 | 0 | 21.83 | 102.13 | 8.3103 | 994.747
16/10/2020 19:00 | 0 | 0.0387 | 0 | 21.155 | 37.833 | 7.296 | 994.903
16/10/2020 20:00 | 0 | 0 | 0 | 21.07 | 98.568 | 7.3605 | 994.886
16/10/2020 21:00 | 0 | 0 | 0 | 20.615 | 103.01 | 8.077 | 994.88
16/10/2020 22:00 | 0 | 0 | 0 | 19.836 | 310.49 | 8.4406 | 994.565
16/10/2020 23:00 | 0 | 0 | 0 | 18.831 | 61.681 | 8.251 | 994.265
17/10/2020 00:00 | 0 | 0 | 0 | 18.355 | 58.561 | 8.0417 | 994.329
17/10/2020 01:00 | 0 | 0 | 0 | 17.469 | 56.053 | 7.8898 | 994.495
17/10/2020 02:00 | 0 | 0 | 0 | 17.552 | 55.099 | 7.7091 | 994.632
17/10/2020 03:00 | 0 | 0 | 0 | 17.705 | 95.561 | 7.1582 | 994.637
17/10/2020 04:00 | 0 | 0 | 0 | 19.074 | 108.73 | 7.454 | 994.603
17/10/2020 05:00 | 0 | 0 | 0 | 19.567 | 69.52 | 7.8411 | 994.435
17/10/2020 06:00 | 0 | 0 | 0 | 19.955 | 77.337 | 7.9898 | 994.15
17/10/2020 07:00 | 65.779 | 71.414 | 54.966 | 18.39 | 74.001 | 7.7233 | 993.739
17/10/2020 08:00 | 299.02 | 701.14 | 55.25 | 22.136 | 103.16 | 7.9717 | 993.302
17/10/2020 09:00 | 479.93 | 794.99 | 63.41 | 23.082 | 115.27 | 7.218 | 992.823
17/10/2020 10:00 | 608.73 | 823 | 72.288 | 24.012 | 121.95 | 7.4839 | 992.311
17/10/2020 11:00 | 689.31 | 852.4 | 70.675 | 24.259 | 127.14 | 7.5088 | 991.732
17/10/2020 12:00 | 709.01 | 859.5 | 70.589 | 23.851 | 126.11 | 8.1795 | 991.158
17/10/2020 13:00 | 666.81 | 855.1 | 69.339 | 23.59 | 119.76 | 8.4828 | 990.698
17/10/2020 14:00 | 554.46 | 818.3 | 65.023 | 23.612 | 127.15 | 8.4023 | 990.753
17/10/2020 15:00 | 392.58 | 750.41 | 57.565 | 23.11 | 123.61 | 8.8029 | 990.737
17/10/2020 16:00 | 197.94 | 603.36 | 44.41 | 22.517 | 122.21 | 8.7971 | 990.901
17/10/2020 17:00 | 12.2367 | 96.876 | 8.9698 | 21.224 | 102.43 | 8.8199 | 991.31
17/10/2020 18:00 | 0 | 0.0175 | 0 | 20.112 | 91.11 | 7.8111 | 991.782
17/10/2020 19:00 | 0 | 0.0011 | 0 | 19.777 | 69.932 | 6.8236 | 992.488
17/10/2020 20:00 | 0 | 0 | 0 | 19.903 | 60.339 | 6.2162 | 993.091
17/10/2020 21:00 | 0 | 0 | 0 | 20.043 | 64.82 | 5.7465 | 993.478
17/10/2020 22:00 | 0 | 0 | 0 | 19.838 | 63.31 | 5.3213 | 993.627
17/10/2020 23:00 | 0 | 0 | 0 | 18.943 | 53.942 | 5.7027 | 993.793
18/10/2020 00:00 | 0 | 0 | 0 | 19.064 | 50.267 | 5.5594 | 994.28
18/10/2020 01:00 | 0 | 0 | 0 | 19.489 | 100.774 | 5.1627 | 994.925
18/10/2020 02:00 | 0 | 0 | 0 | 19.681 | 79.821 | 5.492 | 995.514
18/10/2020 03:00 | 0 | 0 | 0 | 19.481 | 92.893 | 5.0915 | 996.1
18/10/2020 04:00 | 0 | 0 | 0 | 18.969 | 67.667 | 5.6929 | 996.76
18/10/2020 05:00 | 0 | 0.141 | 0 | 18.566 | 61.347 | 6.8468 | 997.308
18/10/2020 06:00 | 0 | 0 | 0 | 18.968 | 63.624 | 7.2129 | 997.705
18/10/2020 07:00 | 67.879 | 120.529 | 48.655 | 19.31 | 66.354 | 6.4639 | 997.917
18/10/2020 08:00 | 354.78 | 674.95 | 117.71 | 21.833 | 80.38 | 6.3557 | 997.805
18/10/2020 09:00 | 477.34 | 774.05 | 70.048 | 23.214 | 108.02 | 5.5241 | 997.957
18/10/2020 10:00 | 652.09 | 812.9 | 119.32 | 23.582 | 110.19 | 6.3553 | 998.15
18/10/2020 11:00 | 398.27 | 344.3424 | 148.21 | 23.845 | 116.08 | 6.7194 | 998.247
18/10/2020 12:00 | 597.79 | 628.5755 | 128.71 | 23.873 | 116.99 | 6.0065 | 998.312
18/10/2020 13:00 | 524.28 | 557.333 | 133.01 | 24.059 | 116.7 | 5.6716 | 998.342
18/10/2020 14:00 | 566.77 | 791.19 | 92.86 | 23.841 | 107.93 | 5.7287 | 998.409
18/10/2020 15:00 | 440.56 | 541.75 | 199.37 | 23.694 | 119.53 | 5.5863 | 998.494
18/10/2020 16:00 | 85.158 | 5.766 | 82.891 | 21.543 | 118.525 | 6.0887 | 998.788
18/10/2020 17:00 | 5.2982 | 0 | 5.9874 | 20.041 | 104.99 | 6.1895 | 999.162
18/10/2020 18:00 | 1.037 | 0.6425 | 0 | 20.099 | 120.8 | 5.1482 | 999.585
18/10/2020 19:00 | 0.9591 | 0.3133 | 0 | 21.054 | 116.71 | 4.1155 | 1000.03
18/10/2020 20:00 | 0 | 0 | 0 | 21.285 | 117.94 | 3.8967 | 1000.35
18/10/2020 21:00 | 0 | 0 | 0 | 20.743 | 115.64 | 4.0493 | 1000.59
18/10/2020 22:00 | 0 | 0 | 0 | 20.693 | 113.27 | 4.6578 | 1000.62
18/10/2020 23:00 | 0 | 0 | 0 | 19.446 | 90.893 | 4.5196 | 1000.76
19/10/2020 00:00 | 0 | 0 | 0 | 18.104 | 64.581 | 5.4478 | 1001.07
19/10/2020 01:00 | 0 | 0 | 0 | 18.593 | 76.498 | 6.372 | 1001.58
19/10/2020 02:00 | 0 | 0 | 0 | 19.355 | 82.176 | 5.5564 | 1002.18
19/10/2020 03:00 | 0 | 0 | 0 | 18.063 | 62.038 | 5.2303 | 1002.74
19/10/2020 04:00 | 0 | 0 | 0 | 18.22 | 97.96 | 5.3634 | 1003.33
19/10/2020 05:00 | 0 | 0 | 0 | 17.825 | 73.09 | 5.0758 | 1003.68
19/10/2020 06:00 | 0 | 0 | 0 | 17.867 | 67.502 | 6.2426 | 1003.81
19/10/2020 07:00 | 38.88 | 0.1767 | 37.402 | 19.22 | 81.989 | 6.9935 | 1003.78
19/10/2020 08:00 | 345.23 | 662.15 | 112.343 | 19.992 | 82.45 | 8.3766 | 1003.77
19/10/2020 09:00 | 181.5 | 0.5747 | 178.36 | 18.664 | 82.745 | 8.3273 | 1003.65
19/10/2020 10:00 | 393.81 | 159.1085 | 284.88 | 20.255 | 106.54 | 8.1957 | 1003.76
19/10/2020 11:00 | 714.18 | 865.1 | 87.84 | 21.555 | 100.84 | 7.4116 | 1003.91
19/10/2020 12:00 | 677.5 | 616.96 | 206.44 | 21.894 | 106.56 | 7.3498 | 1003.77
19/10/2020 13:00 | 711.86 | 832.41 | 129.71 | 21.938 | 110.285 | 7.5491 | 1003.55
19/10/2020 14:00 | 564.13 | 754.59 | 111.02 | 21.603 | 108.44 | 7.7967 | 1003.54
19/10/2020 15:00 | 435.4 | 738.52 | 106.54 | 21.591 | 100.72 | 7.1235 | 1003.6
19/10/2020 16:00 | 202.01 | 556.57 | 59.36 | 21.012 | 101.92 | 7.3263 | 1003.8
19/10/2020 17:00 | 26.529 | 18.553 | 25.0157 | 20.079 | 104.67 | 6.6918 | 1004.08
19/10/2020 18:00 | 0 | 0.0864 | 0 | 18.752 | 102.59 | 5.8057 | 1004.43
19/10/2020 19:00 | 0 | 0 | 0 | 19.485 | 91.111 | 6.1163 | 1004.9
19/10/2020 20:00 | 0 | 0 | 0 | 19.362 | 80.085 | 5.0892 | 1005.37
19/10/2020 21:00 | 0 | 0 | 0 | 19.707 | 92.65 | 4.7944 | 1005.78
19/10/2020 22:00 | 0 | 0 | 0 | 19.424 | 71.34 | 5.2413 | 1005.94
19/10/2020 23:00 | 0 | 0 | 0 | 18.659 | 66.9175 | 5.3251 | 1006.17
20/10/2020 00:00 | 0 | 0 | 0 | 17.932 | 83.2 | 4.6426 | 1006.51
20/10/2020 01:00 | 0 | 0 | 0 | 17.197 | 87.401 | 4.7511 | 1006.87
20/10/2020 02:00 | 0 | 0 | 0 | 17.427 | 83.592 | 4.5823 | 1007.32
20/10/2020 03:00 | 0 | 0 | 0 | 17.558 | 70.784 | 4.9001 | 1007.74
20/10/2020 04:00 | 0 | 0 | 0 | 17.925 | 76.555 | 4.0809 | 1008.3
20/10/2020 05:00 | 0 | 0.1012 | 0 | 18.263 | 79.729 | 4.4232 | 1008.71
20/10/2020 06:00 | 0 | 0 | 0 | 18.522 | 69.133 | 5.8386 | 1009.02
20/10/2020 07:00 | 52.226 | 31.3199 | 45.974 | 19.055 | 65.099 | 6.0781 | 1009.26
20/10/2020 08:00 | 175.2 | 241.358 | 87.572 | 19.461 | 58.276 | 5.9126 | 1009.31
20/10/2020 09:00 | 113.45 | 10.1101 | 105.08 | 20.366 | 91.761 | 5.8987 | 1009.3
20/10/2020 10:00 | 659.36 | 784.1 | 149.56 | 22.603 | 112.51 | 6.5043 | 1009.19
20/10/2020 11:00 | 695.26 | 832.4 | 93.81 | 22.736 | 112.16 | 6.7942 | 1009.05
20/10/2020 12:00 | 713.72 | 827.9 | 101.32 | 23.096 | 110.84 | 6.7387 | 1008.83
20/10/2020 13:00 | 661.8 | 810.1 | 97.11 | 22.911 | 116.81 | 6.8541 | 1008.5
20/10/2020 14:00 | 545.91 | 725.81 | 111.16 | 23.066 | 121.02 | 6.7898 | 1008.27
20/10/2020 15:00 | 393.63 | 670.45 | 93.39 | 22.872 | 119.47 | 6.9237 | 1008.07
20/10/2020 16:00 | 179.91 | 449.76 | 62.113 | 22.181 | 110.56 | 7.083 | 1008.14
20/10/2020 17:00 | 10.8143 | 39.1848 | 10.14 | 20.429 | 73.417 | 6.3465 | 1008.34
20/10/2020 18:00 | 0.6245 | 0.1474 | 0 | 18.878 | 72.775 | 5.3877 | 1008.66
20/10/2020 19:00 | 0 | 0 | 0 | 17.823 | 65.48 | 4.3032 | 1009.13
20/10/2020 20:00 | 0 | 0 | 0 | 17.331 | 97.922 | 5.0318 | 1009.43
20/10/2020 21:00 | 0 | 0 | 0 | 17.781 | 68.169 | 3.7426 | 1009.65
20/10/2020 22:00 | 0 | 0 | 0 | 17.534 | 49.342 | 3.3497 | 1009.7
20/10/2020 23:00 | 0 | 0 | 0 | 17.726 | 58.976 | 3.3004 | 1009.76
21/10/2020 00:00 | 0 | 0 | 0 | 17.581 | 47.7515 | 3.1049 | 1009.81
21/10/2020 01:00 | 0 | 0 | 0 | 17.437 | 77.165 | 3.0479 | 1009.76
21/10/2020 02:00 | 0 | 0 | 0 | 16.435 | 44.527 | 3.4855 | 1009.76
21/10/2020 03:00 | 0 | 0 | 0 | 17.057 | 54.347 | 4.349 | 1009.93
21/10/2020 04:00 | 0 | 0 | 0 | 16.321 | 81.641 | 4.4327 | 1010.17
21/10/2020 05:00 | 0.0888 | 0.57 | 0 | 17.704 | 101.66 | 4.2092 | 1010.36
21/10/2020 06:00 | 0.3971 | 0.1825 | 0 | 17.396 | 80.715 | 5.1204 | 1010.44
21/10/2020 07:00 | 12.082 | 0.2335 | 10.3711 | 17.789 | 77.471 | 5.3087 | 1010.52
21/10/2020 08:00 | 140.96 | 1.4129 | 137.51 | 18.804 | 77.83 | 5.0451 | 1010.38
21/10/2020 09:00 | 186.12 | 1.591 | 182.58 | 19.502 | 84.495 | 5.1562 | 1010.04
21/10/2020 10:00 | 444.55 | 119.117 | 361.17 | 21.339 | 107.05 | 5.0807 | 1009.65
21/10/2020 11:00 | 625.1 | 478.79 | 271.86 | 22.638 | 105.73 | 5.6851 | 1009.24
21/10/2020 12:00 | 722.12 | 864.9 | 84.22 | 22.916 | 106.45 | 6.4613 | 1008.83
21/10/2020 13:00 | 665.71 | 840.9 | 81.701 | 22.856 | 117.25 | 5.8562 | 1008.37
21/10/2020 14:00 | 563.63 | 806.93 | 83.66 | 22.702 | 115.35 | 6.4435 | 1008.08
21/10/2020 15:00 | 396.82 | 732.4 | 69.864 | 22.419 | 113.3 | 5.4188 | 1007.96
21/10/2020 16:00 | 199.92 | 585.53 | 49.237 | 21.886 | 112.95 | 5.9153 | 1007.76
21/10/2020 17:00 | 8.364 | 7.9881 | 8.087 | 20.251 | 102.49 | 5.6831 | 1007.63
21/10/2020 18:00 | 0 | 0 | 0 | 19.477 | 64.564 | 4.9353 | 1007.62
21/10/2020 19:00 | 0 | 0.2597 | 0 | 19.768 | 100.56 | 4.0079 | 1007.69
21/10/2020 20:00 | 0 | 0 | 0 | 19.514 | 94.355 | 4.5768 | 1007.75
21/10/2020 21:00 | 0 | 0 | 0 | 19.421 | 95.9 | 4.1886 | 1007.54
21/10/2020 22:00 | 0 | 0 | 0 | 19.27 | 96.773 | 3.4698 | 1007.33
21/10/2020 23:00 | 0 | 0 | 0 | 18.994 | 90.734 | 3.643 | 1007.24
22/10/2020 00:00 | 0 | 0 | 0 | 18.63 | 96.1 | 3.388 | 1007.22
22/10/2020 01:00 | 0 | 0 | 0 | 18.478 | 73.924 | 2.9521 | 1007.23
22/10/2020 02:00 | 0 | 0 | 0 | 18.694 | 88.86 | 4.1485 | 1007.25
22/10/2020 03:00 | 0 | 0 | 0 | 19.125 | 81.647 | 4.0723 | 1007.52
22/10/2020 04:00 | 0 | 0 | 0 | 18.5 | 92.766 | 3.8617 | 1007.75
22/10/2020 05:00 | 0 | 0.0621 | 0 | 18.354 | 74.323 | 3.6503 | 1007.8
22/10/2020 06:00 | 0 | 0.2679 | 0 | 18.008 | 64.685 | 4.6237 | 1007.71
22/10/2020 07:00 | 91.671 | 446.4 | 27.462 | 17.844 | 62.906 | 4.5388 | 1007.51
22/10/2020 08:00 | 299.48 | 747.13 | 44.429 | 21.155 | 93.769 | 4.4022 | 1007.28
22/10/2020 09:00 | 488.09 | 838.4 | 53.394 | 22.169 | 106.45 | 4.4843 | 1007
22/10/2020 10:00 | 629.23 | 875.2 | 62.257 | 23.044 | 112.43 | 5.8269 | 1006.62
22/10/2020 11:00 | 705.02 | 881.7 | 68.505 | 23.224 | 111.89 | 5.7888 | 1006.22
22/10/2020 12:00 | 721.53 | 880.7 | 70.263 | 23.129 | 121.96 | 5.7013 | 1005.9
22/10/2020 13:00 | 675.89 | 872 | 68.797 | 23.431 | 112.46 | 6.1954 | 1005.67
22/10/2020 14:00 | 562.86 | 827.7 | 69.66 | 23.12 | 118.22 | 5.8064 | 1005.51
22/10/2020 15:00 | 399.03 | 759.86 | 60.127 | 22.64 | 115.24 | 6.1062 | 1005.32
22/10/2020 16:00 | 200.35 | 610.25 | 45.917 | 22.16 | 108.43 | 5.7353 | 1005.21
22/10/2020 17:00 | 16.9835 | 129.7695 | 10.7215 | 20.663 | 105.8 | 6.0332 | 1005.14
22/10/2020 18:00 | 0 | 0 | 0 | 19.433 | 86.692 | 4.9438 | 1005.16
22/10/2020 19:00 | 0 | 0 | 0 | 19.221 | 96.71 | 5.543 | 1005.24
22/10/2020 20:00 | 0 | 0 | 0 | 19.344 | 71.608 | 5.5333 | 1005.3
22/10/2020 21:00 | 0 | 0 | 0 | 19.42 | 77.265 | 4.9843 | 1005.34
22/10/2020 22:00 | 0 | 0 | 0 | 18.397 | 52.826 | 4.6397 | 1005.24
22/10/2020 23:00 | 0 | 0 | 0 | 16.867 | 45.542 | 4.7789 | 1005.16
23/10/2020 00:00 | 0 | 0 | 0 | 18.286 | 48.917 | 4.6002 | 1005.17
23/10/2020 01:00 | 0 | 0 | 0 | 17.832 | 69.976 | 3.9701 | 1005.33
23/10/2020 02:00 | 0 | 0 | 0 | 19.57 | 88.967 | 4.7218 | 1005.56
23/10/2020 03:00 | 0 | 0 | 0 | 19.662 | 96.22 | 4.2672 | 1005.72
23/10/2020 04:00 | 0 | 0 | 0 | 18.886 | 69.746 | 4.304 | 1005.77
23/10/2020 05:00 | 0 | 0 | 0 | 19.245 | 84.676 | 3.3783 | 1005.66
23/10/2020 06:00 | 0 | 0.0143 | 0 | 19.017 | 87.534 | 3.3612 | 1005.48
23/10/2020 07:00 | 87.942 | 409.93 | 28.38 | 19.18 | 92.918 | 3.521 | 1005.29
23/10/2020 08:00 | 287.99 | 690.87 | 51.694 | 21.533 | 97.849 | 3.7365 | 1005.18
23/10/2020 09:00 | 476.25 | 789.35 | 64.062 | 22.588 | 112.045 | 4.217 | 1005.04
23/10/2020 10:00 | 621.69 | 831 | 79.741 | 23.028 | 114.75 | 4.1678 | 1004.76
23/10/2020 11:00 | 689.38 | 843.2 | 81.198 | 23.169 | 114.17 | 4.9378 | 1004.61
23/10/2020 12:00 | 714.84 | 843.7 | 88.97 | 23.193 | 120.64 | 4.8672 | 1004.44
23/10/2020 13:00 | 674.45 | 790.15 | 118.67 | 22.94 | 111.95 | 5.4825 | 1004.22
23/10/2020 14:00 | 567.05 | 663.063 | 167.19 | 22.31 | 114.24 | 5.4428 | 1004.12
23/10/2020 15:00 | 404.14 | 444.81 | 205.2 | 21.914 | 120.26 | 4.723 | 1003.97
23/10/2020 16:00 | 200.56 | 549.67 | 56.222 | 21.449 | 111.35 | 5.3344 | 1004.02
23/10/2020 17:00 | 13.3175 | 38.7621 | 11.2387 | 20.81 | 112.45 | 5.7273 | 1004.1
23/10/2020 18:00 | 0 | 0 | 0 | 19.783 | 91.86 | 4.4485 | 1004.24
23/10/2020 19:00 | 0 | 0 | 0 | 20.065 | 112.82 | 4.3328 | 1004.57
23/10/2020 20:00 | 0 | 0 | 0 | 19.066 | 102.99 | 4.3631 | 1004.91
23/10/2020 21:00 | 0 | 0 | 0 | 18.446 | 50.759 | 4.1508 | 1005.18
23/10/2020 22:00 | 0 | 0 | 0 | 16.932 | 89.9755 | 4.6991 | 1005.31
23/10/2020 23:00 | 0 | 0 | 0 | 16.633 | 115.823 | 4.8067 | 1005.48
24/10/2020 00:00 | 0 | 0 | 0 | 16.856 | 134.801 | 4.9432 | 1005.74
24/10/2020 01:00 | 0 | 0 | 0 | 16.682 | 31.792 | 4.7069 | 1006.06
24/10/2020 02:00 | 0 | 0 | 0 | 15.639 | 85.282 | 4.9422 | 1006.34
24/10/2020 03:00 | 0 | 0 | 0 | 15.895 | 101.736 | 5.0998 | 1006.75
24/10/2020 04:00 | 0 | 0 | 0 | 16.444 | 53.821 | 4.7587 | 1007.23
24/10/2020 05:00 | 0 | 0 | 0 | 16.201 | 72.6486 | 4.1531 | 1007.52
24/10/2020 06:00 | 0 | 0 | 0 | 16.076 | 28.0194 | 5.3013 | 1007.64
24/10/2020 07:00 | 77.409 | 293.133 | 33.818 | 16.264 | 25.4144 | 5.4799 | 1007.6
24/10/2020 08:00 | 284.33 | 678.37 | 50.103 | 21.229 | 58.301 | 5.5359 | 1007.49
24/10/2020 09:00 | 460.98 | 737.57 | 77.302 | 22.283 | 125.85 | 6.2847 | 1007.18
24/10/2020 10:00 | 663.29 | 711.87 | 198.51 | 23.5 | 151.91 | 7.4349 | 1006.79
24/10/2020 11:00 | 598.91 | 260.0709 | 409.03 | 22.998 | 199.1 | 7.4233 | 1006.43
24/10/2020 12:00 | 763.98 | 743.21 | 207.87 | 23.482 | 156.58 | 8.4737 | 1006.12
24/10/2020 13:00 | 674.51 | 822.7 | 97.98 | 23.53 | 133.67 | 7.9061 | 1005.83
24/10/2020 14:00 | 567.54 | 787.7 | 95.14 | 24.034 | 132.5 | 7.72 | 1005.59
24/10/2020 15:00 | 437.16 | 637.73 | 151.13 | 24.135 | 135.97 | 7.1678 | 1005.5
24/10/2020 16:00 | 71.121 | 2.1951 | 71.522 | 23.182 | 114.13 | 7.4353 | 1005.66
24/10/2020 17:00 | 18.833 | 45.442 | 17.176 | 22.839 | 92.088 | 6.7799 | 1006
24/10/2020 18:00 | 0 | 0 | 0 | 20.983 | 36.008 | 6.3157 | 1006.37
24/10/2020 19:00 | 0 | 0.0053 | 0 | 19.556 | 48.519 | 5.3286 | 1006.78
24/10/2020 20:00 | 0 | 0 | 0 | 19.276 | 67.109 | 5.884 | 1007.33
24/10/2020 21:00 | 0 | 0 | 0 | 17.88 | 126.741 | 6.0375 | 1007.84
24/10/2020 22:00 | 0 | 0 | 0 | 18.061 | 59.008 | 5.6703 | 1008.12
24/10/2020 23:00 | 0 | 0 | 0 | 17.734 | 68.218 | 4.9222 | 1008.44
25/10/2020 00:00 | 0 | 0 | 0 | 17.352 | 150.615 | 4.7321 | 1008.83
25/10/2020 01:00 | 0 | 0 | 0 | 17.562 | 35.111 | 4.6535 | 1009.19
25/10/2020 02:00 | 0 | 0 | 0 | 19.481 | 159.89 | 4.1056 | 1009.58
25/10/2020 03:00 | 0 | 0 | 0 | 19.05 | 67.733 | 3.4594 | 1009.98
25/10/2020 04:00 | 0 | 0 | 0 | 18.558 | 137.101 | 3.5047 | 1010.39
25/10/2020 05:00 | 0 | 0.0843 | 0 | 18.573 | 222.726 | 3.5994 | 1010.6
25/10/2020 06:00 | 0.2249 | 0.5211 | 0 | 18.939 | 123.837 | 4.3964 | 1010.71
25/10/2020 07:00 | 51.498 | 0.4576 | 50.455 | 19.662 | 188.365 | 5.1428 | 1010.83
25/10/2020 08:00 | 157.79 | 2.7025 | 156.2 | 20.901 | 40.874 | 5.3438 | 1010.79
25/10/2020 09:00 | 175.65 | 0.0943 | 176.15 | 23.275 | 143.96 | 5.1583 | 1010.63
25/10/2020 10:00 | 335.29 | 20.61 | 323.73 | 23.807 | 132.911 | 5.8057 | 1010.33
25/10/2020 11:00 | 670.75 | 594.19 | 236.03 | 24.526 | 156.21 | 5.4796 | 1010
25/10/2020 12:00 | 810.19 | 823.5 | 197.83 | 25.083 | 151.18 | 5.4772 | 1009.66
25/10/2020 13:00 | 482.92 | 64.683 | 442.73 | 23.868 | 191.18 | 5.4323 | 1009.26
25/10/2020 14:00 | 255.16 | 87.6423 | 202.13 | 24.001 | 188.39 | 5.6119 | 1008.93
25/10/2020 15:00 | 159.12 | 112.2712 | 108.6 | 25.031 | 219.44 | 5.4462 | 1008.68
25/10/2020 16:00 | 197.129 | 398.35 | 92.817 | 24.68 | 200.79 | 5.1101 | 1008.66
25/10/2020 17:00 | 17.2857 | 24.0905 | 17.586 | 23.468 | 143.59 | 5.7547 | 1008.75
25/10/2020 18:00 | 0 | 0 | 0 | 21.192 | 53.104 | 4.6948 | 1008.95
25/10/2020 19:00 | 0 | 0.0302 | 0 | 20.227 | 43.7248 | 3.976 | 1009.28
25/10/2020 20:00 | 0 | 0 | 0 | 21.035 | 104.5722 | 4.1224 | 1009.54
25/10/2020 21:00 | 0 | 0 | 0 | 20.948 | 52.791 | 3.9407 | 1009.58
25/10/2020 22:00 | 0 | 0 | 0 | 21.901 | 77.89 | 4.1104 | 1009.45
25/10/2020 23:00 | 0 | 0 | 0 | 21.38 | 127.36 | 3.8872 | 1009.4
26/10/2020 00:00 | 0 | 0 | 0 | 21.619 | 116.16 | 4.4982 | 1009.44
26/10/2020 01:00 | 0 | 0 | 0 | 20.741 | 113.064 | 3.8022 | 1009.47
26/10/2020 02:00 | 0 | 0 | 0 | 20.426 | 253.78 | 3.9592 | 1009.53
26/10/2020 03:00 | 0 | 0 | 0 | 19.971 | 316.78 | 3.7793 | 1009.68
26/10/2020 04:00 | 0 | 0 | 0 | 19.934 | 36.873 | 3.2812 | 1009.84
26/10/2020 05:00 | 0 | 0 | 0 | 20.216 | 64.57 | 3.5336 | 1009.85
26/10/2020 06:00 | 0 | 0 | 0 | 19.961 | 165.7 | 4.1549 | 1009.69
26/10/2020 07:00 | 27.385 | 9.8164 | 25.696 | 19.715 | 47.4393 | 4.2498 | 1009.45
26/10/2020 08:00 | 281.67 | 663.54 | 49.058 | 23.532 | 116.919 | 4.1966 | 1009.23
26/10/2020 09:00 | 458.13 | 757.36 | 63.184 | 25.107 | 284.97 | 4.7508 | 1008.96
26/10/2020 10:00 | 592.52 | 795.22 | 75.392 | 26.169 | 267.15 | 5.5262 | 1008.57
26/10/2020 11:00 | 669.24 | 784.75 | 100.06 | 25.731 | 142.88 | 5.3758 | 1008.13
26/10/2020 12:00 | 716.36 | 766.54 | 145.53 | 26.354 | 228.23 | 5.5817 | 1007.75
26/10/2020 13:00 | 633.81 | 640.81 | 181.27 | 25.422 | 237.63 | 5.1357 | 1007.45
26/10/2020 14:00 | 262.25 | 166.6839 | 160.22 | 25.001 | 252.61 | 4.7706 | 1007.2
26/10/2020 15:00 | 401.76 | 636.35 | 113.75 | 25.948 | 248.4 | 4.7463 | 1006.96
26/10/2020 16:00 | 123.547 | 149.5925 | 85.266 | 24.336 | 153.01 | 4.0353 | 1006.96
26/10/2020 17:00 | 7.3504 | 8.8432 | 8.2837 | 23.134 | 111.51 | 4.3305 | 1007.09
26/10/2020 18:00 | 0 | 0 | 0 | 21.403 | 337.53 | 3.7136 | 1007.28
26/10/2020 19:00 | 0 | 0.318 | 0 | 21.117 | 108.887 | 4.2292 | 1007.5
26/10/2020 20:00 | 0 | 0 | 0 | 20.198 | 79.619 | 3.6913 | 1007.73
26/10/2020 21:00 | 0 | 0 | 0 | 19.124 | 71.442 | 3.6437 | 1007.82
26/10/2020 22:00 | 0 | 0 | 0 | 18.523 | 62.211 | 3.8566 | 1007.67
26/10/2020 23:00 | 0 | 0 | 0 | 18.764 | 73.989 | 3.8242 | 1007.54
27/10/2020 00:00 | 0 | 0 | 0 | 18.379 | 61.994 | 4.3053 | 1007.57
27/10/2020 01:00 | 0 | 0 | 0 | 18.315 | 158.913 | 4.1009 | 1007.64
27/10/2020 02:00 | 0 | 0 | 0 | 18.557 | 76.268 | 3.4139 | 1007.64
27/10/2020 03:00 | 0 | 0 | 0 | 20.449 | 85.498 | 3.2856 | 1007.64
27/10/2020 04:00 | 0 | 0 | 0 | 20.455 | 70.153 | 3.2565 | 1007.7
27/10/2020 05:00 | 0 | 0 | 0 | 20.238 | 79.613 | 3.9083 | 1007.67
27/10/2020 06:00 | 0 | 0 | 0 | 19.891 | 71.531 | 3.5497 | 1007.48
27/10/2020 07:00 | 72.522 | 259.0735 | 34.305 | 20.713 | 81.093 | 3.2326 | 1007.26
27/10/2020 08:00 | 285.61 | 638.22 | 61.413 | 22.963 | 99.845 | 3.1847 | 1007.02
27/10/2020 09:00 | 480.28 | 714.06 | 101.81 | 23.772 | 108.09 | 4.3009 | 1006.73
27/10/2020 10:00 | 652.42 | 769.59 | 143.99 | 24.166 | 112.725 | 3.8431 | 1006.35
27/10/2020 11:00 | 780.52 | 772.66 | 213.67 | 24.207 | 111.24 | 3.5468 | 1005.94
27/10/2020 12:00 | 721.22 | 783.31 | 130.5 | 24.341 | 117.98 | 3.4085 | 1005.51
27/10/2020 13:00 | 657.84 | 739.94 | 130.59 | 24.222 | 114.19 | 2.992 | 1005.06
27/10/2020 14:00 | 537.96 | 665.82 | 129.64 | 23.962 | 113.23 | 3.0133 | 1004.69
27/10/2020 15:00 | 388.83 | 635.63 | 95.54 | 23.872 | 109.97 | 3.1009 | 1004.41
27/10/2020 16:00 | 191.54 | 461.9 | 68.087 | 23.107 | 108.86 | 2.5051 | 1004.25
27/10/2020 17:00 | 15.391 | 33.516 | 12.764 | 22.154 | 108.03 | 3.2258 | 1004.28
27/10/2020 18:00 | 0 | 0 | 0 | 21.402 | 111.27 | 2.7777 | 1004.43
27/10/2020 19:00 | 0 | 0.0763 | 0 | 21.352 | 91.117 | 3.7181 | 1004.65
27/10/2020 20:00 | 0 | 0 | 0 | 21.206 | 116.32 | 3.4026 | 1004.8
27/10/2020 21:00 | 0 | 0 | 0 | 20.68 | 89.523 | 4.0917 | 1004.71
27/10/2020 22:00 | 0 | 0 | 0 | 21.085 | 110.9 | 3.916 | 1004.49
27/10/2020 23:00 | 0 | 0 | 0 | 20.318 | 42.767 | 3.8319 | 1004.35
28/10/2020 00:00 | 0 | 0 | 0 | 17.829 | 143.304 | 4.7903 | 1004.26
28/10/2020 01:00 | 0 | 0 | 0 | 18.423 | 71.45 | 4.3181 | 1004.3
28/10/2020 02:00 | 0 | 0 | 0 | 19.734 | 55.881 | 4.5012 | 1004.55
28/10/2020 03:00 | 0 | 0 | 0 | 18.118 | 52.516 | 3.6442 | 1004.92
28/10/2020 04:00 | 0 | 0 | 0 | 17.299 | 63.228 | 4.2641 | 1005.4
28/10/2020 05:00 | 0 | 0.1549 | 0 | 18.981 | 78.863 | 3.8462 | 1005.72
28/10/2020 06:00 | 0 | 0.1489 | 0 | 20.395 | 98.31 | 4.274 | 1005.88
28/10/2020 07:00 | 80.918 | 318.928 | 33.211 | 20.261 | 99.79 | 4.7156 | 1005.89
28/10/2020 08:00 | 288.54 | 638.36 | 63.228 | 22.023 | 90.202 | 5.2874 | 1005.79
28/10/2020 09:00 | 467.77 | 746.5 | 72.589 | 22.983 | 99.98 | 5.1718 | 1005.7
28/10/2020 10:00 | 614.65 | 783.37 | 96.53 | 23.853 | 111.27 | 5.2877 | 1005.5
28/10/2020 11:00 | 688.42 | 829 | 78.753 | 24.794 | 106.48 | 4.642 | 1005.29
28/10/2020 12:00 | 710.71 | 813.33 | 96.49 | 24.434 | 117.76 | 4.9566 | 1005.05
28/10/2020 13:00 | 666.58 | 780.6 | 110.32 | 24.476 | 112.47 | 4.6117 | 1004.72
28/10/2020 14:00 | 554.13 | 741.62 | 98.12 | 24.204 | 116.26 | 4.4732 | 1004.55
28/10/2020 15:00 | 397.46 | 668.1 | 87.62 | 23.897 | 113.14 | 4.7947 | 1004.42
28/10/2020 16:00 | 194.78 | 492.76 | 60.627 | 23.402 | 114.2 | 4.4319 | 1004.42
28/10/2020 17:00 | 15.374 | 53.78 | 11.775 | 22.379 | 114.38 | 4.6334 | 1004.52
28/10/2020 18:00 | 0 | 0.0731 | 0 | 22.062 | 111.01 | 4.0477 | 1004.69
28/10/2020 19:00 | 0 | 0 | 0 | 21.779 | 108.39 | 3.9883 | 1004.91
28/10/2020 20:00 | 0 | 0 | 0 | 21.22 | 94.92 | 3.7664 | 1005.09
28/10/2020 21:00 | 0 | 0 | 0 | 20.727 | 105.53 | 4.8615 | 1005.14
28/10/2020 22:00 | 0 | 0 | 0 | 20.993 | 109.53 | 5.2178 | 1005.14
28/10/2020 23:00 | 0 | 0 | 0 | 20.653 | 100.29 | 4.7835 | 1005.07
29/10/2020 00:00 | 0 | 0 | 0 | 20.976 | 90.173 | 4.4138 | 1004.99
29/10/2020 01:00 | 0 | 0 | 0 | 19.25 | 64.689 | 4.4803 | 1005.08
29/10/2020 02:00 | 0 | 0 | 0 | 19.229 | 43.571 | 4.8722 | 1005.17
29/10/2020 03:00 | 0 | 0 | 0 | 19.185 | 70.394 | 4.3731 | 1005.45
29/10/2020 04:00 | 0 | 0 | 0 | 18.369 | 43.235 | 5.298 | 1005.8
29/10/2020 05:00 | 0 | 0 | 0 | 17.708 | 78.381 | 4.7928 | 1005.97
29/10/2020 06:00 | 0 | 0.1092 | 0 | 17.705 | 77.983 | 5.4391 | 1005.91
29/10/2020 07:00 | 64.862 | 152.6759 | 40.213 | 18.489 | 34.3216 | 6.0161 | 1005.72
29/10/2020 08:00 | 293.35 | 636.46 | 68.307 | 22.475 | 103.051 | 5.9854 | 1005.66
29/10/2020 09:00 | 502.4 | 572.98 | 192.9 | 23.202 | 117.36 | 5.3498 | 1005.34
29/10/2020 10:00 | 583.58 | 663.35 | 135.14 | 22.88 | 106.55 | 4.9129 | 1004.93
29/10/2020 11:00 | 690.15 | 795.33 | 99.01 | 24.249 | 113.46 | 5.0017 | 1004.46
29/10/2020 12:00 | 708.49 | 807.5 | 93.69 | 24.274 | 114.06 | 4.7007 | 1003.96
29/10/2020 13:00 | 667.91 | 811.1 | 85.95 | 24.613 | 108.865 | 4.9159 | 1003.42
29/10/2020 14:00 | 562.29 | 787.49 | 75.413 | 24.548 | 114.07 | 5.5089 | 1002.92
29/10/2020 15:00 | 400.13 | 710.04 | 68.617 | 23.983 | 109.16 | 4.8621 | 1002.69
29/10/2020 16:00 | 202.04 | 548.3 | 52.219 | 23.473 | 112.53 | 5.717 | 1002.81
29/10/2020 17:00 | 16.477 | 89.987 | 11.5908 | 21.97 | 103.79 | 5.4916 | 1003
29/10/2020 18:00 | 0 | 0.0392 | 0 | 21.044 | 101.03 | 4.9281 | 1003.26
29/10/2020 19:00 | 0 | 0 | 0 | 19.343 | 69.56 | 5.0988 | 1003.65
29/10/2020 20:00 | 0 | 0 | 0 | 18.63 | 96.726 | 5.4079 | 1003.98
29/10/2020 21:00 | 0 | 0 | 0 | 19.202 | 72.996 | 4.9148 | 1004.02
29/10/2020 22:00 | 0 | 0 | 0 | 17.677 | 166.848 | 5.2744 | 1003.94
29/10/2020 23:00 | 0 | 0 | 0 | 17.414 | 68.362 | 5.2002 | 1003.92
30/10/2020 00:00 | 0 | 0 | 0 | 17.393 | 65.927 | 5.0506 | 1003.96
30/10/2020 01:00 | 0 | 0 | 0 | 17.34 | 142.53 | 4.4265 | 1003.99
30/10/2020 02:00 | 0 | 0 | 0 | 18.536 | 95.024 | 4.388 | 1004.22
30/10/2020 03:00 | 0 | 0 | 0 | 18.446 | 75.021 | 4.9541 | 1004.65
30/10/2020 04:00 | 0 | 0 | 0 | 16.868 | 142.73 | 4.8868 | 1005.07
30/10/2020 05:00 | 0 | 0 | 0 | 17.026 | 45.905 | 5.0277 | 1005.17
30/10/2020 06:00 | 0 | 0.0244 | 0 | 16.3 | 30.562 | 5.9417 | 1005.07
30/10/2020 07:00 | 82.717 | 349.803 | 30.644 | 17.304 | 66.33 | 6.2307 | 1004.84
30/10/2020 08:00 | 285.71 | 630.65 | 59.821 | 21.368 | 94.316 | 6.658 | 1004.42
30/10/2020 09:00 | 468.88 | 706.79 | 93.899 | 24.609 | 133.157 | 6.5244 | 1004.05
30/10/2020 10:00 | 609.28 | 794.24 | 82.77 | 25.541 | 256.52 | 7.0806 | 1003.66
30/10/2020 11:00 | 606.83 | 642.06 | 132.11 | 24.999 | 130.458 | 7.287 | 1003.32
30/10/2020 12:00 | 594.12 | 470.618 | 234.64 | 24.638 | 135.45 | 7.3887 | 1002.99
30/10/2020 13:00 | 295.27 | 77.0729 | 236.72 | 24.174 | 122.91 | 6.9441 | 1002.74
30/10/2020 14:00 | 546.66 | 671.83 | 129.56 | 24.312 | 123.19 | 7.3935 | 1002.54
30/10/2020 15:00 | 375.98 | 573.1 | 106.38 | 23.74 | 120.2 | 7.1716 | 1002.36
30/10/2020 16:00 | 82.627 | 0.1514 | 81.368 | 22.681 | 105.88 | 6.9973 | 1002.33
30/10/2020 17:00 | 16.978 | 37.9879 | 14.06 | 21.907 | 105.39 | 7.0828 | 1002.48
30/10/2020 18:00 | 0 | 0 | 0 | 20.937 | 94.01 | 6.3793 | 1002.81
30/10/2020 19:00 | 0 | 0.1823 | 0 | 20.302 | 94.852 | 6.3963 | 1003.16
30/10/2020 20:00 | 0 | 0 | 0 | 19.438 | 60.579 | 5.8788 | 1003.47
30/10/2020 21:00 | 0 | 0 | 0 | 17.862 | 110.454 | 6.1179 | 1003.77
30/10/2020 22:00 | 0 | 0 | 0 | 18.578 | 83.618 | 6.0592 | 1003.96
30/10/2020 23:00 | 0 | 0 | 0 | 18.424 | 53.457 | 5.1996 | 1004.13
31/10/2020 00:00 | 0 | 0 | 0 | 17.773 | 58.135 | 5.1252 | 1004.31
31/10/2020 01:00 | 0 | 0 | 0 | 17.238 | 68.5215 | 5.7116 | 1004.56
31/10/2020 02:00 | 0 | 0 | 0 | 16.765 | 103.5875 | 4.9138 | 1004.74
31/10/2020 03:00 | 0 | 0 | 0 | 17.142 | 62.169 | 5.1677 | 1004.9
31/10/2020 04:00 | 0 | 0 | 0 | 17.045 | 97.3545 | 4.7882 | 1005.16
31/10/2020 05:00 | 0 | 0 | 0 | 18.128 | 232.0832 | 4.8054 | 1005.28
31/10/2020 06:00 | 0 | 0.0466 | 0 | 17.381 | 54.659 | 5.2719 | 1005.3
31/10/2020 07:00 | 109.731 | 333.166 | 58.995 | 17.825 | 44.107 | 6.2855 | 1005.25
31/10/2020 08:00 | 325.43 | 589 | 110.5 | 21.557 | 129.18 | 5.6337 | 1005.03
31/10/2020 09:00 | 464.41 | 687.52 | 83.88 | 22.891 | 136.16 | 6.3942 | 1004.76
31/10/2020 10:00 | 629.05 | 669.51 | 165.17 | 23.374 | 124.39 | 7.0196 | 1004.37
31/10/2020 11:00 | 328.28 | 61.1611 | 279.07 | 24.227 | 119.09 | 7.4966 | 1004.04
31/10/2020 12:00 | 666.67 | 584.63 | 204.59 | 24.61 | 109.8 | 6.5486 | 1003.78
31/10/2020 13:00 | 258.03 | 0.5473 | 256.87 | 23.705 | 116.83 | 6.9506 | 1003.54
31/10/2020 14:00 | 510.86 | 276.15 | 331 | 23.998 | 113.755 | 6.7275 | 1003.33
31/10/2020 15:00 | 308.39 | 98.4717 | 260.44 | 23.887 | 113.61 | 6.1812 | 1003.12
31/10/2020 16:00 | 71.584 | 0.2061 | 70.196 | 22.661 | 113.88 | 6.265 | 1003.03
31/10/2020 17:00 | 12.961 | 3.4863 | 12.573 | 22.547 | 115.65 | 6.077 | 1003.06
31/10/2020 18:00 | 0 | 0.221 | 0 | 21.694 | 104.93 | 5.8409 | 1003.25
31/10/2020 19:00 | 0 | 0.2004 | 0 | 21.189 | 103.54 | 5.1354 | 1003.65
31/10/2020 20:00 | 0 | 0 | 0 | 20.97 | 96.95 | 5.7911 | 1004.19
31/10/2020 21:00 | 0 | 0 | 0 | 20.495 | 96.26 | 5.6347 | 1004.46
31/10/2020 22:00 | 0 | 0 | 0 | 20.426 | 86.634 | 5.2444 | 1004.65
31/10/2020 23:00 | 0 | 0 | 0 | 20.544 | 87.07 | 4.3591 | 1004.84
01/11/2020 00:00 | 0 | 0 | 0 | 20.412 | 95.73 | 4.6808 | 1005.06
01/11/2020 01:00 | 0 | 0 | 0 | 20.4 | 101.04 | 4.413 | 1004.98
01/11/2020 02:00 | 0 | 0 | 0 | 20.206 | 96.289 | 4.7667 | 1004.81
01/11/2020 03:00 | 0 | 0 | 0 | 19.987 | 96.84 | 4.5244 | 1004.97
01/11/2020 04:00 | 0 | 0 | 0 | 19.464 | 94.675 | 4.8924 | 1005.3
01/11/2020 05:00 | 0 | 0.0297 | 0 | 19.739 | 101.7 | 4.3457 | 1005.42
01/11/2020 06:00 | 0 | 0 | 0 | 19.679 | 98.69 | 4.4192 | 1005.37
01/11/2020 07:00 | 77.575 | 294.215 | 32.942 | 19.77 | 105.45 | 4.9134 | 1005.3
01/11/2020 08:00 | 286.61 | 621.59 | 64.765 | 21.59 | 94.426 | 4.448 | 1005.27
01/11/2020 09:00 | 455.86 | 656.29 | 100.82 | 22.605 | 113.815 | 4.9026 | 1005.09
01/11/2020 10:00 | 581.88 | 650.74 | 142.54 | 22.944 | 119.03 | 4.6829 | 1004.75
01/11/2020 11:00 | 703.54 | 810.2 | 95.8 | 23.147 | 121 | 4.4908 | 1004.36
01/11/2020 12:00 | 720.7 | 821.8 | 88.65 | 23.386 | 118.91 | 4.7565 | 1004.07
01/11/2020 13:00 | 679.93 | 823.9 | 82.04 | 23.327 | 120.21 | 4.9488 | 1003.74
01/11/2020 14:00 | 565.01 | 765.53 | 86.32 | 23.396 | 121.62 | 4.6025 | 1003.39
01/11/2020 15:00 | 396.82 | 676.76 | 77.036 | 23.037 | 115.84 | 4.2541 | 1003.26
01/11/2020 16:00 | 204.65 | 543 | 55.011 | 22.763 | 116.77 | 4.6231 | 1003.27
01/11/2020 17:00 | 14.384 | 35.6785 | 11.774 | 21.746 | 109.25 | 4.1773 | 1003.3
01/11/2020 18:00 | 0 | 0.0095 | 0 | 20.969 | 116.86 | 3.6408 | 1003.44
01/11/2020 19:00 | 0 | 0.4257 | 0 | 20.397 | 79.746 | 4.2119 | 1003.68
01/11/2020 20:00 | 0 | 0 | 0 | 20.966 | 88.215 | 4.3387 | 1003.94
01/11/2020 21:00 | 0 | 0 | 0 | 18.695 | 102.218 | 4.1421 | 1004.08
01/11/2020 22:00 | 0 | 0 | 0 | 17.275 | 234.307 | 3.9395 | 1004
01/11/2020 23:00 | 0 | 0 | 0 | 17.726 | 65.678 | 3.3413 | 1004.08
02/11/2020 00:00 | 0 | 0 | 0 | 17.84 | 267.35 | 4.0962 | 1004.26
02/11/2020 01:00 | 0 | 0 | 0 | 18.087 | 134.644 | 5.2422 | 1004.54
02/11/2020 02:00 | 0 | 0 | 0 | 17.721 | 123.931 | 5.1074 | 1004.69
02/11/2020 03:00 | 0 | 0 | 0 | 16.853 | 143.786 | 6.4218 | 1004.98
02/11/2020 04:00 | 0 | 0 | 0 | 16.261 | 71.311 | 6.1979 | 1005.21
02/11/2020 05:00 | 0 | 1.0116 | 0 | 17.93 | 90.737 | 6.5103 | 1005.27
02/11/2020 06:00 | 0 | 0 | 0 | 17.797 | 118.878 | 6.9532 | 1005.22
02/11/2020 07:00 | 79.132 | 306.673 | 33.105 | 17.547 | 90.2025 | 6.8917 | 1005.1
02/11/2020 08:00 | 281.89 | 618.77 | 62.417 | 21.57 | 80.597 | 7.1174 | 1005.08
02/11/2020 09:00 | 465.83 | 732.69 | 74.765 | 24.518 | 264.98 | 6.5762 | 1005.08
02/11/2020 10:00 | 609.69 | 789.73 | 83.46 | 25.225 | 161.28 | 6.0914 | 1004.86
02/11/2020 11:00 | 690.7 | 798.1 | 96.21 | 26.005 | 192.09 | 6.7472 | 1004.49
02/11/2020 12:00 | 711.01 | 766.3 | 119.34 | 25.168 | 127.63 | 6.7618 | 1004.11
02/11/2020 13:00 | 663.96 | 764.31 | 112.67 | 25.762 | 250.85 | 6.373 | 1003.76
02/11/2020 14:00 | 471.79 | 542.76 | 129.49 | 25.466 | 134.98 | 6.4844 | 1003.34
02/11/2020 15:00 | 287.54 | 381.273 | 109.03 | 25.019 | 117.87 | 6.1052 | 1003.13
02/11/2020 16:00 | 195.54 | 426.816 | 79.5296 | 24.599 | 114.9 | 6.1244 | 1003.15
02/11/2020 17:00 | 18.577 | 52.147 | 15.939 | 22.753 | 72.356 | 5.6252 | 1003.35
02/11/2020 18:00 | 0 | 0 | 0 | 20.348 | 78.303 | 6.1709 | 1003.7
02/11/2020 19:00 | 0 | 0 | 0 | 19.22 | 48.755 | 7.774 | 1004.44
02/11/2020 20:00 | 0 | 0 | 0 | 18.339 | 36.091 | 9.0458 | 1005.12
02/11/2020 21:00 | 0 | 0 | 0 | 17.644 | 116.244 | 7.5149 | 1005.76
02/11/2020 22:00 | 0 | 0 | 0 | 16.965 | 60.606 | 6.4273 | 1005.9
02/11/2020 23:00 | 0 | 0 | 0 | 17.615 | 102.021 | 5.3068 | 1005.89
03/11/2020 00:00 | 0 | 0 | 0 | 18.29 | 47.297 | 4.0574 | 1005.95
03/11/2020 01:00 | 0 | 0 | 0 | 17.524 | 61.337 | 3.9076 | 1006.14
03/11/2020 02:00 | 0 | 0 | 0 | 16.45 | 178.892 | 4.936 | 1006.5
03/11/2020 03:00 | 0 | 0 | 0 | 17.943 | 70.72 | 7.9498 | 1007.13
03/11/2020 04:00 | 0 | 0 | 0 | 18.146 | 47.317 | 9.1809 | 1007.96
03/11/2020 05:00 | 0 | 0.0429 | 0 | 19.755 | 81.805 | 8.6056 | 1008.63
03/11/2020 06:00 | 0 | 0 | 0 | 19.369 | 67.919 | 7.7269 | 1008.87
03/11/2020 07:00 | 63.872 | 189.6911 | 33.439 | 19.299 | 54.448 | 7.6602 | 1009.34
03/11/2020 08:00 | 150.1 | 13.8577 | 142.87 | 21.252 | 85.357 | 8.0592 | 1009.68
03/11/2020 09:00 | 189.14 | 3.7256 | 185.25 | 21.495 | 81.9565 | 7.4963 | 1009.78
03/11/2020 10:00 | 333.82 | 129.5259 | 241.46 | 22.6 | 103.15 | 7.8164 | 1009.75
03/11/2020 11:00 | 732.62 | 755.97 | 159.09 | 24.397 | 113.97 | 8.463 | 1009.83
03/11/2020 12:00 | 711.49 | 797.2 | 88.47 | 24.054 | 107.6 | 9.0142 | 1010.01
03/11/2020 13:00 | 674.4 | 750.38 | 118.15 | 23.843 | 115.795 | 7.478 | 1009.86
03/11/2020 14:00 | 529.32 | 594.14 | 147.14 | 23.11 | 111.25 | 7.293 | 1009.37
03/11/2020 15:00 | 420.38 | 639.05 | 109.94 | 23.342 | 112.53 | 7.2195 | 1009.03
03/11/2020 16:00 | 208.21 | 361.848 | 106.535 | 22.883 | 108.4 | 6.648 | 1008.62
03/11/2020 17:00 | 19.742 | 8.6948 | 18.24 | 22.137 | 128.4 | 7.9917 | 1008.49
03/11/2020 18:00 | 0 | 0.0715 | 0 | 21.361 | 107.4 | 9.3325 | 1009.09
03/11/2020 19:00 | 0 | 0.2274 | 0 | 21.481 | 107.01 | 7.9322 | 1009.48
03/11/2020 20:00 | 0 | 0 | 0 | 21.418 | 108.94 | 7.3728 | 1009.94
03/11/2020 21:00 | 0 | 0 | 0 | 21.807 | 119.64 | 6.6696 | 1010.21
03/11/2020 22:00 | 0 | 0 | 0 | 21.136 | 106.84 | 6.4226 | 1010.38
03/11/2020 23:00 | 0 | 0 | 0 | 20.913 | 95.224 | 5.7222 | 1010.42
04/11/2020 00:00 | 0 | 0 | 0 | 21 | 117.85 | 5.0705 | 1010.56
04/11/2020 01:00 | 0 | 0 | 0 | 21.248 | 126.72 | 5.0182 | 1010.8
04/11/2020 02:00 | 0 | 0 | 0 | 20.749 | 91.525 | 5.377 | 1011.1
04/11/2020 03:00 | 0 | 0 | 0 | 19.503 | 102.64 | 4.4189 | 1011.45
04/11/2020 04:00 | 0 | 0 | 0 | 19.687 | 102.61 | 4.135 | 1011.89
04/11/2020 05:00 | 0 | 0 | 0 | 19.215 | 93.32 | 4.8089 | 1012.18
04/11/2020 06:00 | 0 | 0 | 0 | 19.068 | 89.489 | 4.9727 | 1012.17
04/11/2020 07:00 | 72.363 | 253.639 | 32.924 | 19.753 | 64.362 | 5.0172 | 1012.11
04/11/2020 08:00 | 189.54 | 128.5221 | 140.9 | 21.914 | 120.05 | 5.2805 | 1011.85
04/11/2020 09:00 | 368.05 | 216.5788 | 246.99 | 22.176 | 122.84 | 5.5045 | 1011.5
04/11/2020 10:00 | 622.12 | 749.06 | 97.68 | 23.431 | 115.92 | 6.4248 | 1011.01
04/11/2020 11:00 | 699.5 | 765.98 | 102.33 | 23.909 | 108.26 | 6.5778 | 1010.59
04/11/2020 12:00 | 394.88 | 15.4948 | 379.91 | 23.877 | 105.065 | 6.3671 | 1010.22
04/11/2020 13:00 | 307.33 | 18.7393 | 292.61 | 23.865 | 122.15 | 6.4035 | 1009.72
04/11/2020 14:00 | 300.36 | 28.647 | 279.67 | 22.487 | 83.22 | 5.3556 | 1009.3
04/11/2020 15:00 | 170.09 | 0.6672 | 168.67 | 22.642 | 77.369 | 5.2098 | 1009.1
04/11/2020 16:00 | 89.9 | 0.4976 | 89.44 | 22.553 | 118.905 | 4.6536 | 1009.18
04/11/2020 17:00 | 12.2011 | 0.1823 | 11.5654 | 22.559 | 118.57 | 4.7368 | 1009.36
04/11/2020 18:00 | 0 | 0 | 0 | 21.813 | 103.51 | 4.3941 | 1009.64
04/11/2020 19:00 | 0 | 0.0583 | 0 | 20.821 | 98.69 | 3.4579 | 1010.04
04/11/2020 20:00 | 0 | 0 | 0 | 20.652 | 102.6 | 4.064 | 1010.45
04/11/2020 21:00 | 0 | 0 | 0 | 21.028 | 94.39 | 3.9253 | 1010.53
04/11/2020 22:00 | 0 | 0 | 0 | 20.604 | 100.29 | 4.1583 | 1010.46
04/11/2020 23:00 | 0 | 0 | 0 | 20.35 | 91.29 | 3.6913 | 1010.48
05/11/2020 00:00 | 0 | 0 | 0 | 18.689 | 56.593 | 4.1641 | 1010.56
05/11/2020 01:00 | 0 | 0 | 0 | 17.848 | 75.525 | 3.9843 | 1010.69
05/11/2020 02:00 | 0 | 0 | 0 | 17.715 | 74.882 | 4.3974 | 1010.81
05/11/2020 03:00 | 0 | 0 | 0 | 18.394 | 44.061 | 3.6428 | 1011.15
05/11/2020 04:00 | 0 | 0 | 0 | 19.374 | 62.577 | 4.0263 | 1011.42
05/11/2020 05:00 | 0 | 0.1591 | 0 | 21.115 | 103.36 | 3.8861 | 1011.44
05/11/2020 06:00 | 0 | 0 | 0 | 20.947 | 97.14 | 4.3233 | 1011.37
05/11/2020 07:00 | 82.552 | 280.619 | 37.065 | 20.906 | 100.05 | 4.4012 | 1011.25
05/11/2020 08:00 | 228.42 | 393.35 | 79.752 | 22.295 | 105.915 | 4.2639 | 1011.01
05/11/2020 09:00 | 353.68 | 414.48 | 109.64 | 23.374 | 110.66 | 4.2257 | 1010.64
05/11/2020 10:00 | 464.3 | 375.22 | 191.88 | 24.073 | 112.695 | 3.4014 | 1010.2
05/11/2020 11:00 | 697.2 | 779.13 | 85.51 | 24.416 | 110.39 | 3.9933 | 1009.8
05/11/2020 12:00 | 718.42 | 764.71 | 96.18 | 24.205 | 118.05 | 3.4011 | 1009.43
05/11/2020 13:00 | 677.22 | 751.27 | 96.63 | 23.878 | 113.15 | 3.4695 | 1009.11
05/11/2020 14:00 | 570.09 | 720.67 | 88.67 | 24.045 | 115.39 | 2.9578 | 1008.89
05/11/2020 15:00 | 295.96 | 295.53 | 142.31 | 23.19 | 114.07 | 2.8046 | 1008.57
05/11/2020 16:00 | 110.976 | 31.5183 | 101.187 | 22.548 | 111.48 | 2.8336 | 1008.5
05/11/2020 17:00 | 10.49 | 1.3419 | 10.4471 | 22.407 | 108.23 | 4.0277 | 1008.54
05/11/2020 18:00 | 0 | 0 | 0 | 21.193 | 105.46 | 4.2843 | 1008.64
05/11/2020 19:00 | 0 | 0.0483 | 0 | 20.75 | 109.13 | 4.2805 | 1008.84
05/11/2020 20:00 | 0 | 0 | 0 | 20.694 | 114.21 | 4.6951 | 1008.99
05/11/2020 21:00 | 0 | 0 | 0 | 21.372 | 116.855 | 4.0388 | 1009.07
05/11/2020 22:00 | 0 | 0 | 0 | 21.423 | 88.12 | 5.0681 | 1009.07
05/11/2020 23:00 | 0 | 0 | 0 | 21.833 | 99.76 | 4.9531 | 1009.17
06/11/2020 00:00 | 0 | 0 | 0 | 21.842 | 105.785 | 4.5574 | 1009.33
06/11/2020 01:00 | 0 | 0 | 0 | 21.68 | 109.69 | 4.6701 | 1009.46
06/11/2020 02:00 | 0 | 0 | 0 | 21.74 | 109.95 | 3.8931 | 1009.5
06/11/2020 03:00 | 0 | 0 | 0 | 21.03 | 96.06 | 4.216 | 1009.72
06/11/2020 04:00 | 0 | 0 | 0 | 20.773 | 98.86 | 4.3603 | 1009.95
06/11/2020 05:00 | 0 | 0 | 0 | 20.487 | 113.12 | 3.7784 | 1009.98
06/11/2020 06:00 | 0 | 0.1145 | 0 | 20.582 | 109.14 | 4.5347 | 1009.9
06/11/2020 07:00 | 86.473 | 38.0048 | 79.452 | 20.726 | 100.12 | 4.2285 | 1009.76
06/11/2020 08:00 | 150.29 | 15.0713 | 143.96 | 21.179 | 99.78 | 4.4607 | 1009.67
06/11/2020 09:00 | 514.64 | 688.99 | 140.51 | 21.19 | 110.72 | 4.9744 | 1009.5
06/11/2020 10:00 | 584.56 | 361.83 | 339.39 | 21.725 | 109.33 | 4.9964 | 1009.22
06/11/2020 11:00 | 704.49 | 774.31 | 122.95 | 23.515 | 111.2 | 4.7409 | 1008.9
06/11/2020 12:00 | 728.48 | 731.55 | 163.7 | 23.86 | 110.73 | 4.7956 | 1008.55
06/11/2020 13:00 | 688.32 | 780.46 | 118.37 | 24.212 | 111.4 | 4.9373 | 1008.21
06/11/2020 14:00 | 582.18 | 742.54 | 113.72 | 24.339 | 114.8 | 4.7593 | 1007.85
06/11/2020 15:00 | 408.61 | 666.43 | 89.54 | 23.839 | 107.27 | 5.8527 | 1007.45
06/11/2020 16:00 | 205.82 | 445.37 | 78.351 | 23.169 | 109.59 | 5.1801 | 1007.26
06/11/2020 17:00 | 19.625 | 19.796 | 18.135 | 22.24 | 110.56 | 4.9615 | 1007.28
06/11/2020 18:00 | 0 | 0.0011 | 0 | 21.56 | 108.11 | 5.0329 | 1007.48
06/11/2020 19:00 | 0 | 0.0053 | 0 | 21.377 | 108.08 | 5.1497 | 1007.85
06/11/2020 20:00 | 0 | 0 | 0 | 21.035 | 98.27 | 5.7497 | 1008.15
06/11/2020 21:00 | 0 | 0 | 0 | 21.002 | 98.071 | 4.9382 | 1008.31
06/11/2020 22:00 | 0 | 0 | 0 | 20.935 | 95.01 | 5.6892 | 1008.25
06/11/2020 23:00 | 0 | 0 | 0 | 20.199 | 125.204 | 5.8482 | 1008.2
07/11/2020 00:00 | 0 | 0 | 0 | 19.975 | 174.724 | 5.7018 | 1008.24
07/11/2020 01:00 | 0 | 0 | 0 | 20.105 | 101.825 | 4.8849 | 1008.51
07/11/2020 02:00 | 0 | 0 | 0 | 19.18 | 72.9202 | 4.6229 | 1008.78
07/11/2020 03:00 | 0 | 0 | 0 | 17.595 | 36.7051 | 5.0027 | 1008.94
07/11/2020 04:00 | 0 | 0 | 0 | 17.143 | 271.07 | 4.841 | 1009.02
07/11/2020 05:00 | 0 | 0 | 0 | 17.478 | 246.5 | 4.7037 | 1008.92
07/11/2020 06:00 | 0 | 0 | 0 | 17.039 | 151.198 | 4.8155 | 1008.78
07/11/2020 07:00 | 42.942 | 96.1683 | 26.643 | 17.819 | 88.425 | 4.5904 | 1008.66
07/11/2020 08:00 | 279.12 | 643.34 | 52.803 | 22.088 | 139.038 | 4.5789 | 1008.45
07/11/2020 09:00 | 464.07 | 722.53 | 70.056 | 24.443 | 132.211 | 5.1135 | 1008.09
07/11/2020 10:00 | 612.38 | 772.83 | 83.02 | 25.592 | 200.076 | 5.1289 | 1007.62
07/11/2020 11:00 | 696.62 | 780.82 | 95.62 | 25.783 | 237.08 | 5.6246 | 1007.14
07/11/2020 12:00 | 711.96 | 777.59 | 100.41 | 25.821 | 159.019 | 5.6637 | 1006.65
07/11/2020 13:00 | 671.33 | 764.12 | 100.99 | 26.221 | 288.17 | 5.3724 | 1006.13
07/11/2020 14:00 | 564.05 | 719.29 | 101.97 | 25.567 | 254.74 | 6.2348 | 1005.69
07/11/2020 15:00 | 392.62 | 623.05 | 95.82 | 25.619 | 212.03 | 5.8364 | 1005.4
07/11/2020 16:00 | 204.65 | 484.25 | 72.147 | 23.95 | 112.815 | 6.8343 | 1005.2
07/11/2020 17:00 | 13.161 | 3.3732 | 14.367 | 23.03 | 94.538 | 5.8384 | 1005.13
07/11/2020 18:00 | 0 | 0 | 0 | 20.591 | 327.02 | 5.416 | 1005.13
07/11/2020 19:00 | 0 | 0 | 0 | 20.094 | 45.759 | 5.7137 | 1005.22
07/11/2020 20:00 | 0 | 0 | 0 | 19.112 | 136.102 | 6.5462 | 1005.35
07/11/2020 21:00 | 0 | 0 | 0 | 19.428 | 199.585 | 5.9439 | 1005.18
07/11/2020 22:00 | 0 | 0 | 0 | 19.082 | 251.98 | 5.5178 | 1005.05
07/11/2020 23:00 | 0 | 0 | 0 | 20.483 | 110.77 | 6.0481 | 1005.07
08/11/2020 00:00 | 0 | 0 | 0 | 19.968 | 95.412 | 5.4826 | 1005.14
08/11/2020 01:00 | 0 | 0 | 0 | 21.076 | 108.49 | 5.917 | 1005.25
08/11/2020 02:00 | 0 | 0 | 0 | 18.821 | 74.675 | 5.4932 | 1005.33
08/11/2020 03:00 | 0 | 0 | 0 | 20.555 | 82.353 | 5.2533 | 1005.46
08/11/2020 04:00 | 0 | 0 | 0 | 20.962 | 103.653 | 5.9137 | 1005.58
08/11/2020 05:00 | 0 | 0 | 0 | 20.428 | 107.21 | 4.9176 | 1005.49
08/11/2020 06:00 | 0 | 0.169 | 0 | 19.268 | 107.98 | 4.8598 | 1005.24
08/11/2020 07:00 | 89.257 | 351.79 | 29.789 | 18.353 | 71.565 | 6.1787 | 1004.91
08/11/2020 08:00 | 276.48 | 589.52 | 57.782 | 21.584 | 106.65 | 6.0989 | 1004.5
08/11/2020 09:00 | 473.57 | 695.75 | 67.418 | 21.692 | 118.38 | 6.6225 | 1004.13
08/11/2020 10:00 | 625.1 | 734.5 | 91.356 | 23.251 | 103.82 | 7.0185 | 1003.66
08/11/2020 11:00 | 761.26 | 762.69 | 135.52 | 22.894 | 117.49 | 6.7651 | 1003.18
08/11/2020 12:00 | 746.28 | 766.56 | 107.12 | 23.366 | 114.97 | 7.422 | 1002.72
08/11/2020 13:00 | 688.74 | 769.82 | 83.126 | 23.228 | 109.12 | 6.2259 | 1002.33
08/11/2020 14:00 | 578.47 | 725.9 | 85.569 | 23.221 | 115.76 | 6.1235 | 1001.93
08/11/2020 15:00 | 415.28 | 671.72 | 74.854 | 23.066 | 115.19 | 7.0498 | 1001.42
08/11/2020 16:00 | 212.81 | 556.29 | 50.732 | 21.995 | 113.11 | 6.6076 | 1001.39
08/11/2020 17:00 | 27.634 | 136.88 | 15.963 | 20.402 | 106.63 | 5.9579 | 1001.58
08/11/2020 18:00 | 0 | 0.2098 | 0 | 20.54 | 112.01 | 5.4475 | 1001.88
08/11/2020 19:00 | 0 | 0 | 0 | 20.786 | 119.37 | 5.2138 | 1002.29
08/11/2020 20:00 | 0 | 0 | 0 | 20.61 | 104.21 | 6.0447 | 1002.62
08/11/2020 21:00 | 0 | 0 | 0 | 19.707 | 82.184 | 5.8032 | 1002.71
08/11/2020 22:00 | 0 | 0 | 0 | 19.029 | 44.977 | 5.5819 | 1002.4
08/11/2020 23:00 | 0 | 0 | 0 | 19.985 | 96.7 | 5.779 | 1002.2
09/11/2020 00:00 | 0 | 0 | 0 | 20.061 | 90.847 | 5.5316 | 1002.28
09/11/2020 01:00 | 0 | 0 | 0 | 18.113 | 52.9365 | 4.5785 | 1002.35
09/11/2020 02:00 | 0 | 0 | 0 | 17.13 | 67.048 | 4.4203 | 1002.32
09/11/2020 03:00 | 0 | 0 | 0 | 16.434 | 64.827 | 3.865 | 1002.37
09/11/2020 04:00 | 0 | 0 | 0 | 16.489 | 110.355 | 3.8677 | 1002.47
09/11/2020 05:00 | 0 | 0 | 0 | 16.117 | 146.12 | 2.9891 | 1002.42
09/11/2020 06:00 | 0 | 0 | 0 | 16.416 | 109.448 | 3.8418 | 1002.26
09/11/2020 07:00 | 93.014 | 380.69 | 29.357 | 15.978 | 113.9635 | 3.7003 | 1001.96
09/11/2020 08:00 | 289.49 | 655.03 | 46.943 | 20.831 | 275.92 | 4.3718 | 1001.77
09/11/2020 09:00 | 480.88 | 754.37 | 62.791 | 23.827 | 105.2 | 3.4062 | 1001.62
09/11/2020 10:00 | 632.38 | 785.94 | 81.237 | 23.908 | 114.08 | 3.4501 | 1001.07
09/11/2020 11:00 | 718.4 | 802.4 | 90.47 | 24.216 | 109.37 | 4.0816 | 1000.36
09/11/2020 12:00 | 768.93 | 790.88 | 132.98 | 24.563 | 113.93 | 4.0664 | 999.828
09/11/2020 13:00 | 700.93 | 768.83 | 116.96 | 24.337 | 113.33 | 4.7596 | 999.298
09/11/2020 14:00 | 576.28 | 747.36 | 88.62 | 23.983 | 114.05 | 4.9353 | 998.551
09/11/2020 15:00 | 402.66 | 668.47 | 79.11 | 23.35 | 111.4 | 5.1733 | 997.747
09/11/2020 16:00 | 213.95 | 524.83 | 64.914 | 22.717 | 106.63 | 4.5347 | 997.239
09/11/2020 17:00 | 25.851 | 94.849 | 18.055 | 21.634 | 108.46 | 4.592 | 997.036
09/11/2020 18:00 | 0 | 0.0297 | 0 | 21.024 | 111.93 | 4.7151 | 997.071
09/11/2020 19:00 | 0 | 0 | 0 | 20.718 | 101.42 | 3.9335 | 997.195
09/11/2020 20:00 | 0 | 0 | 0 | 20.87 | 110.335 | 4.2481 | 997.229
09/11/2020 21:00 | 0 | 0 | 0 | 20.457 | 95.15 | 4.3416 | 996.891
09/11/2020 22:00 | 0 | 0 | 0 | 19.976 | 112.58 | 5.2927 | 996.302
09/11/2020 23:00 | 0 | 0 | 0 | 20.093 | 109.41 | 4.7715 | 995.692
10/11/2020 00:00 | 0 | 0 | 0 | 19.367 | 109.88 | 4.2733 | 995.307
10/11/2020 01:00 | 0 | 0 | 0 | 19.815 | 97.47 | 4.8566 | 995.345
10/11/2020 02:00 | 0 | 0 | 0 | 19.621 | 89.999 | 6.1302 | 995.722
10/11/2020 03:00 | 0 | 0 | 0 | 19.648 | 106.31 | 7.2116 | 996.502
10/11/2020 04:00 | 0 | 0 | 0 | 19.223 | 115.59 | 7.9252 | 997.336
10/11/2020 05:00 | 0 | 0.1998 | 0 | 19.694 | 111.659 | 6.963 | 997.671
10/11/2020 06:00 | 0 | 0.2146 | 0 | 19.293 | 81.908 | 7.2177 | 998.056
10/11/2020 07:00 | 76.616 | 311.3212 | 29.388 | 19.817 | 108.5 | 7.3107 | 998.528
10/11/2020 08:00 | 296.72 | 674.92 | 48.555 | 21.792 | 120.97 | 7.8417 | 998.667
10/11/2020 09:00 | 478.26 | 739.53 | 66.303 | 22.737 | 119.34 | 8.4614 | 999.094
10/11/2020 10:00 | 622.62 | 770.6 | 83.52 | 22.826 | 112.58 | 7.9502 | 999.196
10/11/2020 11:00 | 705.72 | 794.67 | 87.69 | 23.472 | 106.44 | 6.3981 | 999.208
10/11/2020 12:00 | 730.67 | 795.39 | 95.62 | 23.717 | 107.32 | 4.609 | 998.92
10/11/2020 13:00 | 697.2 | 774.57 | 109.81 | 23.852 | 112.44 | 5.1645 | 998.636
10/11/2020 14:00 | 589.15 | 756.22 | 93.05 | 23.541 | 114.52 | 5.395 | 998.593
10/11/2020 15:00 | 426.03 | 692.61 | 80.461 | 23.433 | 108.99 | 5.1656 | 998.321
10/11/2020 16:00 | 222.11 | 544.12 | 60.578 | 22.693 | 112.07 | 4.7675 | 998.268
10/11/2020 17:00 | 29.029 | 100.84 | 21.969 | 21.459 | 98.74 | 4.1875 | 998.314
10/11/2020 18:00 | 0 | 0.0328 | 0 | 20.526 | 102.82 | 3.5795 | 998.495
10/11/2020 19:00 | 0 | 0.0886 | 0 | 20.67 | 101.99 | 3.3733 | 998.66
10/11/2020 20:00 | 0 | 0 | 0 | 20.521 | 104.49 | 3.1511 | 998.712
10/11/2020 21:00 | 0 | 0 | 0 | 20.341 | 88.871 | 4.1021 | 998.838
10/11/2020 22:00 | 0 | 0 | 0 | 19.746 | 91.564 | 4.8107 | 998.912
10/11/2020 23:00 | 0 | 0 | 0 | 19.374 | 109.94 | 4.1254 | 999.047
11/11/2020 00:00 | 0 | 0 | 0 | 17.47 | 102.309 | 4.5148 | 999.188
11/11/2020 01:00 | 0 | 0 | 0 | 19.374 | 93.377 | 4.8931 | 999.343
11/11/2020 02:00 | 0 | 0 | 0 | 17.023 | 55.084 | 4.3854 | 999.459
11/11/2020 03:00 | 0 | 0 | 0 | 16.522 | 159.644 | 4.7075 | 999.619
11/11/2020 04:00 | 0 | 0 | 0 | 17.36 | 209.03 | 5.1627 | 999.881
11/11/2020 05:00 | 0 | 0.0334 | 0 | 16.703 | 47.002 | 5.1123 | 1000
11/11/2020 06:00 | 0 | 0.2168 | 0 | 17.731 | 117.156 | 5.7089 | 1000
11/11/2020 07:00 | 88.76 | 368.59 | 32.343 | 17.57 | 83.4297 | 5.8701 | 999.981
11/11/2020 08:00 | 294.35 | 676.65 | 49.906 | 20.998 | 88.353 | 6.0444 | 999.701
11/11/2020 09:00 | 480.19 | 754.86 | 64.735 | 22.893 | 104.542 | 5.1607 | 999.165
11/11/2020 10:00 | 626.97 | 751.49 | 104.57 | 24.296 | 116.715 | 5.7053 | 998.665
11/11/2020 11:00 | 694.34 | 735.59 | 116.88 | 23.236 | 119.61 | 6.3287 | 998.219
11/11/2020 12:00 | 663.5 | 563.7 | 203.25 | 23.06 | 120.24 | 5.6949 | 997.766
11/11/2020 13:00 | 589.6 | 406.7 | 270.58 | 22.982 | 125.15 | 6.2702 | 997.057
11/11/2020 14:00 | 592.4 | 456.115 | 270.05 | 22.43 | 121.905 | 7.1461 | 996.479
11/11/2020 15:00 | 387.44 | 445.376 | 153.32 | 22.82 | 121.26 | 7.4959 | 995.882
11/11/2020 16:00 | 136.955 | 249.75 | 64.007 | 23.629 | 254.02 | 7.4737 | 995.385
11/11/2020 17:00 | 19.811 | 24.2166 | 18.893 | 23.275 | 135.856 | 7.5442 | 994.96
11/11/2020 18:00 | 0 | 0.0058 | 0 | 21.818 | 148.427 | 6.4512 | 994.595
11/11/2020 19:00 | 0 | 0.0678 | 0 | 21.452 | 103.657 | 6.7398 | 994.479
11/11/2020 20:00 | 0 | 0 | 0 | 21.27 | 115.647 | 6.4932 | 994.31
11/11/2020 21:00 | 0 | 0 | 0 | 20.387 | 78.816 | 6.4914 | 994.07
11/11/2020 22:00 | 0 | 0 | 0 | 20.715 | 103.39 | 6.3207 | 993.7
11/11/2020 23:00 | 0 | 0 | 0 | 18.381 | 54.176 | 6.2029 | 994.034
12/11/2020 00:00 | 0 | 0 | 0 | 18.192 | 61.84 | 6.1418 | 994.258
12/11/2020 01:00 | 0 | 0 | 0 | 17.337 | 151.753 | 5.704 | 994.38
12/11/2020 02:00 | 0 | 0 | 0 | 16.406 | 67.3445 | 6.202 | 994.569
12/11/2020 03:00 | 0 | 0 | 0 | 16.462 | 80.953 | 5.9232 | 995.24
12/11/2020 04:00 | 0 | 0 | 0 | 17.139 | 53.687 | 5.5258 | 996.144
12/11/2020 05:00 | 0 | 0.1114 | 0 | 16.513 | 49.951 | 5.6493 | 996.963
12/11/2020 06:00 | 0 | 0 | 0 | 16.593 | 68.67 | 6.6481 | 998.035
12/11/2020 07:00 | 102.541 | 498.27 | 25.556 | 16.577 | 72.596 | 8.168 | 999.252
12/11/2020 08:00 | 305.69 | 704.76 | 47.557 | 21.595 | 105.51 | 7.9386 | 999.986
12/11/2020 09:00 | 495.21 | 768.48 | 61.64 | 23.006 | 107.775 | 7.7413 | 1000.49
12/11/2020 10:00 | 644.74 | 825.5 | 62.39 | 23.327 | 115.63 | 7.6913 | 1000.79
12/11/2020 11:00 | 715.09 | 830.9 | 63.025 | 23.882 | 106.98 | 6.7187 | 1001.01
12/11/2020 12:00 | 730.6 | 821.26 | 66.345 | 23.98 | 121.63 | 6.4969 | 1001.1
12/11/2020 13:00 | 671.36 | 436.61 | 331.94 | 23.3 | 115.16 | 6.5273 | 1001.01
12/11/2020 14:00 | 493.33 | 536 | 135.94 | 24.739 | 261.38 | 5.9298 | 1001.07
12/11/2020 15:00 | 433.98 | 639.03 | 118.3 | 25.019 | 283.97 | 5.6201 | 1001.15
12/11/2020 16:00 | 214.96 | 489.62 | 70.468 | 24.356 | 167.08 | 5.9801 | 1001.37
12/11/2020 17:00 | 15.689 | 12.5769 | 16.055 | 22.562 | 105.188 | 5.4662 | 1001.68
12/11/2020 18:00 | 0 | 0 | 0 | 21.696 | 42.58 | 4.0242 | 1002.09
12/11/2020 19:00 | 0 | 0 | 0 | 21.603 | 111 | 4.4034 | 1002.57
12/11/2020 20:00 | 0 | 0 | 0 | 21.161 | 96.15 | 4.8739 | 1002.84
12/11/2020 21:00 | 0 | 0 | 0 | 20.779 | 96.12 | 5.1371 | 1003.1
12/11/2020 22:00 | 0 | 0 | 0 | 20.396 | 72.87 | 3.8777 | 1003.31
12/11/2020 23:00 | 0 | 0 | 0 | 20.376 | 100.32 | 3.4779 | 1003.59
13/11/2020 00:00 | 0 | 0 | 0 | 19.966 | 105.67 | 3.8431 | 1003.96
13/11/2020 01:00 | 0 | 0 | 0 | 19.733 | 91.105 | 3.4016 | 1004.39
13/11/2020 02:00 | 0 | 0 | 0 | 19.704 | 67.278 | 3.1737 | 1004.94
13/11/2020 03:00 | 0 | 0 | 0 | 20.288 | 90.908 | 3.854 | 1005.37
13/11/2020 04:00 | 0 | 0 | 0 | 19.933 | 75.132 | 4.3395 | 1005.62
13/11/2020 05:00 | 0 | 0.113 | 0 | 18.889 | 75.092 | 3.9319 | 1005.7
13/11/2020 06:00 | 0 | 0 | 0 | 19.859 | 71.004 | 4.7108 | 1005.69
13/11/2020 07:00 | 80.014 | 306.146 | 32.563 | 20.284 | 74.764 | 4.8967 | 1005.43
13/11/2020 08:00 | 386.37 | 615.86 | 144.6 | 21.895 | 101.815 | 5.3106 | 1004.82
13/11/2020 09:00 | 429.51 | 447.393 | 170.33 | 21.651 | 112.52 | 5.8744 | 1004.34
13/11/2020 10:00 | 454.7 | 81.626 | 391.17 | 21.805 | 110.3 | 5.93 | 1003.82
13/11/2020 11:00 | 449.71 | 29.1307 | 422.75 | 22.47 | 123.06 | 5.6999 | 1003.22
13/11/2020 12:00 | 740.15 | 819.7 | 73.918 | 24.236 | 104.765 | 6.1553 | 1002.61
13/11/2020 13:00 | 707.35 | 756.22 | 119.45 | 22.605 | 113.9 | 6.8389 | 1002.04
13/11/2020 14:00 | 95.94 | 0.5319 | 95.13 | 21.229 | 113.13 | 6.6466 | 1001.69
13/11/2020 15:00 | 182.51 | 2.0549 | 180.71 | 21.72 | 116.045 | 6.9619 | 1001.42
13/11/2020 16:00 | 101.84 | 4.5995 | 100 | 21.547 | 93.415 | 5.9882 | 1001.28
13/11/2020 17:00 | 7.7153 | 0.6413 | 9.3138 | 20.486 | 97.53 | 5.3788 | 1001.36
13/11/2020 18:00 | 0 | 0.0965 | 0 | 20.834 | 101.84 | 5.4124 | 1001.35
13/11/2020 19:00 | 0 | 0 | 0 | 20.479 | 99.23 | 5.2417 | 1001.31
13/11/2020 20:00 | 0 | 0 | 0 | 20.3 | 106.95 | 5.5973 | 1001.26
13/11/2020 21:00 | 0 | 0 | 0 | 20.403 | 109.66 | 4.6756 | 1001.19
13/11/2020 22:00 | 0 | 0 | 0 | 20.134 | 101.11 | 4.7575 | 1001.07
13/11/2020 23:00 | 0 | 0 | 0 | 20.097 | 109.53 | 4.3292 | 1001.11
14/11/2020 00:00 | 0 | 0 | 0 | 19.799 | 113.54 | 3.7487 | 1001.19
14/11/2020 01:00 | 0 | 0 | 0 | 19.948 | 110.11 | 4.6145 | 1001.43
14/11/2020 02:00 | 0 | 0 | 0 | 18.524 | 107.33 | 3.3257 | 1001.8
14/11/2020 03:00 | 0 | 0 | 0 | 18.472 | 115.57 | 4.4305 | 1001.69
14/11/2020 04:00 | 0 | 0 | 0 | 19.281 | 111.77 | 4.6726 | 1001.7
14/11/2020 05:00 | 0 | 0.0588 | 0.0842 | 18.338 | 98.84 | 4.2666 | 1001.79
14/11/2020 06:00 | 0.0843 | 0 | 0.0571 | 19.627 | 99.79 | 5.9906 | 1001.82
14/11/2020 07:00 | 42.853 | 0.157 | 42.3 | 19.917 | 107.65 | 5.7078 | 1002.07
14/11/2020 08:00 | 84.641 | 0.5025 | 84.15 | 19.57 | 107.54 | 5.2671 | 1002.55
14/11/2020 09:00 | 197.5 | 10.0526 | 189.46 | 19.409 | 104.295 | 5.7104 | 1002.27
14/11/2020 10:00 | 632.96 | 796.79 | 101.43 | 20.546 | 111.32 | 5.8464 | 1002.26
14/11/2020 11:00 | 512.91 | 370.6526 | 229.53 | 21.848 | 109.84 | 5.8742 | 1002.29
14/11/2020 12:00 | 740.63 | 666.96 | 221.92 | 22.428 | 114.8 | 6.9571 | 1001.98
14/11/2020 13:00 | 394.92 | 32.2094 | 368.05 | 22.514 | 115.69 | 6.9453 | 1001.73
14/11/2020 14:00 | 609.86 | 735.9 | 140.06 | 24.378 | 108.85 | 8.6209 | 1002.11
14/11/2020 15:00 | 203.66 | 65.1577 | 170.02 | 22.362 | 111.19 | 9.638 | 1003.69
14/11/2020 16:00 | 316.06 | 476.11 | 175.7 | 21.976 | 105.42 | 9.0622 | 1004.41
14/11/2020 17:00 | 17.97 | 22.6775 | 15.717 | 20.622 | 100.74 | 10.3666 | 1005.04
14/11/2020 18:00 | 0 | 0 | 0 | 20.815 | 107.09 | 10.2252 | 1005.8
14/11/2020 19:00 | 0 | 0 | 0 | 20.801 | 96.62 | 9.1626 | 1006.7
14/11/2020 20:00 | 0 | 0 | 0 | 20.367 | 107.93 | 8.5801 | 1007.56
14/11/2020 21:00 | 0 | 0 | 0 | 19.51 | 100.78 | 9.186 | 1008.18
14/11/2020 22:00 | 0 | 0 | 0 | 19.727 | 111.41 | 10.1613 | 1009.39
14/11/2020 23:00 | 0 | 0 | 0 | 19.42 | 95.152 | 10.2294 | 1010.23
15/11/2020 00:00 | 0 | 0 | 0 | 19.301 | 104.56 | 9.1892 | 1011.03
15/11/2020 01:00 | 0 | 0 | 0 | 19.212 | 126.333 | 8.1226 | 1011.77
15/11/2020 02:00 | 0 | 0 | 0 | 18.506 | 109.833 | 7.0464 | 1012.45
15/11/2020 03:00 | 0 | 0 | 0 | 16.657 | 57.321 | 6.0804 | 1013.12
15/11/2020 04:00 | 0 | 0 | 0 | 17.541 | 103.748 | 5.8489 | 1013.7
15/11/2020 05:00 | 0 | 0.7911 | 0 | 18.564 | 113.372 | 6.9 | 1014.11
15/11/2020 06:00 | 0 | 0 | 0 | 16.525 | 57.858 | 6.8053 | 1014.36
15/11/2020 07:00 | 94.627 | 389.52 | 34.631 | 19.432 | 77.565 | 7.6655 | 1014.24
15/11/2020 08:00 | 294.76 | 651.29 | 62.212 | 21.424 | 110.92 | 7.9632 | 1013.87
15/11/2020 09:00 | 320.66 | 65.375 | 280.06 | 22.116 | 105.42 | 7.1203 | 1013.68
15/11/2020 10:00 | 438.04 | 89.969 | 371.43 | 22.525 | 123.97 | 7.0123 | 1013.52
15/11/2020 11:00 | 714.6 | 833.9 | 75.13 | 24.55 | 113.47 | 7.4918 | 1013.32
15/11/2020 12:00 | 737.15 | 819.5 | 87.58 | 23.798 | 119.16 | 6.8864 | 1013.07
15/11/2020 13:00 | 337.58 | 49.1859 | 297.41 | 22.904 | 110.99 | 7.1274 | 1012.68
15/11/2020 14:00 | 194.51 | 0.5257 | 194.37 | 21.996 | 111.8 | 7.1616 | 1012.34
15/11/2020 15:00 | 130.33 | 0.954 | 128.54 | 21.25 | 124.26 | 7.49 | 1011.99
15/11/2020 16:00 | 58.721 | 0.4399 | 57.95 | 21.527 | 117.15 | 7.6182 | 1011.85
15/11/2020 17:00 | 5.9163 | 0.2438 | 5.1908 | 21.144 | 113.09 | 7.0936 | 1011.95
15/11/2020 18:00 | 0 | 0.318 | 0 | 20.482 | 112.95 | 5.1746 | 1012.23
15/11/2020 19:00 | 0 | 0.114 | 0 | 20.949 | 110.25 | 5.2441 | 1012.5
15/11/2020 20:00 | 0 | 0 | 0 | 20.595 | 97.41 | 4.2134 | 1012.65
15/11/2020 21:00 | 0 | 0 | 0 | 20.615 | 98.43 | 3.989 | 1012.7
15/11/2020 22:00 | 0 | 0 | 0 | 20.448 | 114.68 | 3.9626 | 1012.57
15/11/2020 23:00 | 0 | 0 | 0 | 19.792 | 79.906 | 3.8768 | 1012.56
16/11/2020 00:00 | 0 | 0 | 0 | 19.096 | 94.598 | 3.7254 | 1012.68
16/11/2020 01:00 | 0 | 0 | 0 | 18.339 | 62.932 | 3.765 | 1012.82
16/11/2020 02:00 | 0 | 0 | 0 | 18.073 | 67.831 | 4.1633 | 1012.94
16/11/2020 03:00 | 0 | 0 | 0 | 17.405 | 45.803 | 3.9667 | 1013.18
16/11/2020 04:00 | 0 | 0 | 0 | 17.456 | 63.987 | 3.5866 | 1013.48
16/11/2020 05:00 | 0 | 0.1214 | 0 | 18.858 | 90.87 | 3.1018 | 1013.58
16/11/2020 06:00 | 0 | 0.0774 | 0 | 18.944 | 89.967 | 3.4937 | 1013.52
16/11/2020 07:00 | 99.26 | 458.28 | 29.165 | 19.355 | 92.1 | 4.1357 | 1013.51
16/11/2020 08:00 | 303.61 | 703.51 | 45.847 | 22.268 | 109.11 | 4.007 | 1013.36
16/11/2020 09:00 | 502.64 | 800.37 | 59.507 | 23.02 | 105.13 | 4.8351 | 1013.1
16/11/2020 10:00 | 653.72 | 849.6 | 68.806 | 24.053 | 107.285 | 5.4792 | 1012.58
16/11/2020 11:00 | 733.1 | 854.1 | 77.064 | 24.705 | 102.085 | 5.5686 | 1011.94
16/11/2020 12:00 | 747.57 | 840.8 | 83.2 | 24.185 | 114.62 | 5.7166 | 1011.27
16/11/2020 13:00 | 708.37 | 832.4 | 83.93 | 23.724 | 110.98 | 6.1646 | 1010.58
16/11/2020 14:00 | 588.73 | 764.31 | 90.86 | 23.947 | 106.03 | 5.2908 | 1010.06
16/11/2020 15:00 | 429.8 | 704.86 | 78.792 | 23.387 | 109.67 | 5.7087 | 1009.56
16/11/2020 16:00 | 224.11 | 519.61 | 68.16 | 22.833 | 110.75 | 5.2748 | 1009.29
16/11/2020 17:00 | 20.372 | 0.8657 | 20.255 | 22.066 | 111.04 | 5.4296 | 1009.2
16/11/2020 18:00 | 0 | 0.0805 | 0.2894 | 20.433 | 102.27 | 4.3038 | 1009.26
16/11/2020 19:00 | 0 | 0 | 0 | 19.764 | 104.845 | 4.1953 | 1009.42
16/11/2020 20:00 | 0 | 0 | 0 | 20.052 | 111.77 | 4.5481 | 1009.46
16/11/2020 21:00 | 0 | 0 | 0 | 19.722 | 107.615 | 4.1853 | 1009.4
16/11/2020 22:00 | 0 | 0 | 0 | 20.041 | 105.7 | 4.5688 | 1009.15
16/11/2020 23:00 | 0 | 0 | 0 | 20.162 | 103.03 | 4.3896 | 1008.9
17/11/2020 00:00 | 0 | 0 | 0 | 20.103 | 99.67 | 3.9755 | 1008.73
17/11/2020 01:00 | 0 | 0 | 0 | 20.08 | 94.68 | 4.641 | 1008.56
17/11/2020 02:00 | 0 | 0 | 0 | 19.979 | 103.44 | 4.2361 | 1008.52
17/11/2020 03:00 | 0 | 0 | 0 | 19.338 | 102.8 | 4.1052 | 1008.6
17/11/2020 04:00 | 0 | 0 | 0 | 19.59 | 101.105 | 3.6883 | 1008.78
17/11/2020 05:00 | 0 | 0 | 0 | 19.699 | 102.45 | 4.3362 | 1008.84
17/11/2020 06:00 | 0 | 0 | 0 | 19.814 | 109.16 | 4.4128 | 1008.68
17/11/2020 07:00 | 93.688 | 367.07 | 34.754 | 20.247 | 110.41 | 4.5373 | 1008.41
17/11/2020 08:00 | 297.15 | 662.03 | 58.421 | 20.5 | 113.61 | 5.1185 | 1007.86
17/11/2020 09:00 | 493.87 | 750.48 | 75.677 | 21.347 | 112.09 | 6.0633 | 1007.04
17/11/2020 10:00 | 648.74 | 810.3 | 86.71 | 22.525 | 110.69 | 6.4083 | 1006.03
17/11/2020 11:00 | 733.16 | 849 | 75.526 | 23.153 | 112.39 | 7.6212 | 1004.96
17/11/2020 12:00 | 749.47 | 826.6 | 90.37 | 23.201 | 115.69 | 7.0005 | 1003.93
17/11/2020 13:00 | 707.91 | 830.4 | 82.396 | 23.385 | 118.08 | 7.9366 | 1002.92
17/11/2020 14:00 | 600.4 | 801.6 | 77.755 | 23.146 | 111.8 | 7.8912 | 1002.13
17/11/2020 15:00 | 439.18 | 732.9533 | 73.9455 | 23.108 | 110.73 | 7.957 | 1001.57
17/11/2020 16:00 | 241.75 | 614.76 | 55.368 | 22.474 | 109.71 | 8.7578 | 1001.34
17/11/2020 17:00 | 23.456 | 55.4963 | 18.22 | 21.226 | 108.41 | 8.9719 | 1001.33
17/11/2020 18:00 | 0 | 0 | 0 | 20.178 | 101.93 | 8.5776 | 1001.37
17/11/2020 19:00 | 0 | 0.2302 | 0 | 20.789 | 103.14 | 6.8667 | 1001.45
17/11/2020 20:00 | 0 | 0 | 0 | 20.462 | 82.139 | 6.7949 | 1001.29
17/11/2020 21:00 | 0 | 0 | 0 | 20.446 | 94.62 | 6.9172 | 1000.85
17/11/2020 22:00 | 0 | 0 | 0 | 20.004 | 98.33 | 6.3742 | 1000.3
17/11/2020 23:00 | 0 | 0 | 0 | 20.103 | 103.605 | 5.9289 | 999.839
18/11/2020 00:00 | 0 | 0 | 0 | 19.915 | 98.938 | 5.3353 | 999.474
18/11/2020 01:00 | 0 | 0 | 0 | 19.528 | 101.8 | 5.557 | 999.188
18/11/2020 02:00 | 0 | 0 | 0 | 20.216 | 95.754 | 5.2378 | 999.096
18/11/2020 03:00 | 0 | 0 | 0 | 18.491 | 75.513 | 5.3484 | 999.248
18/11/2020 04:00 | 0 | 0 | 0 | 17.522 | 137.826 | 4.5104 | 999.391
18/11/2020 05:00 | 0 | 0 | 0 | 17.553 | 215.19 | 4.782 | 999.325
18/11/2020 06:00 | 0 | 0.2365 | 0 | 16.42 | 107.605 | 4.9178 | 999.076
18/11/2020 07:00 | 99.22 | 442.46 | 28.007 | 17.405 | 267.04 | 5.3881 | 998.721
18/11/2020 08:00 | 294.36 | 668.61 | 49.318 | 21.314 | 173.23 | 5.5536 | 998.252
18/11/2020 09:00 | 492.43 | 782.24 | 57.484 | 24.458 | 125.386 | 6.2607 | 997.632
18/11/2020 10:00 | 640.68 | 817.5 | 73.902 | 24.671 | 273.51 | 6.1311 | 996.969
18/11/2020 11:00 | 730.98 | 841.6 | 76.011 | 24.983 | 251.66 | 5.8927 | 996.325
18/11/2020 12:00 | 745.39 | 821 | 88.41 | 24.855 | 259.25 | 6.0121 | 995.759
18/11/2020 13:00 | 703.01 | 801.41 | 92.49 | 24.87 | 234.19 | 5.6116 | 995.243
18/11/2020 14:00 | 587.79 | 748.46 | 94.28 | 24.985 | 252.56 | 5.6872 | 994.895
18/11/2020 15:00 | 307.34 | 344.939 | 130.31 | 23.073 | 114.38 | 4.7722 | 994.697
18/11/2020 16:00 | 211.58 | 477.36 | 72.574 | 22.309 | 122.6 | 4.9518 | 994.752
18/11/2020 17:00 | 33.217 | 113.401 | 21.995 | 20.785 | 113.3 | 4.5507 | 994.91
18/11/2020 18:00 | 0 | 0.2862 | 0 | 19.776 | 114.41 | 4.6159 | 995.188
18/11/2020 19:00 | 0 | 0.2793 | 0 | 19.333 | 111.1 | 4.2138 | 995.518
18/11/2020 20:00 | 0 | 0 | 0 | 19.41 | 103.71 | 3.9097 | 995.815
18/11/2020 21:00 | 0 | 0 | 0 | 19.691 | 102.57 | 4.3799 | 995.847
18/11/2020 22:00 | 0 | 0 | 0 | 19.319 | 96.78 | 4.6972 | 995.784
18/11/2020 23:00 | 0 | 0 | 0 | 19.382 | 97.09 | 4.8751 | 995.781
19/11/2020 00:00 | 0 | 0 | 0 | 19.713 | 103.54 | 4.2673 | 995.963
19/11/2020 01:00 | 0 | 0 | 0 | 19.64 | 99.67 | 4.7649 | 996.338
19/11/2020 02:00 | 0 | 0 | 0 | 19.976 | 106.87 | 4.2446 | 996.604
19/11/2020 03:00 | 0 | 0 | 0 | 18.934 | 114.5725 | 4.9175 | 996.947
19/11/2020 04:00 | 0 | 0 | 0 | 18.11 | 67.394 | 4.6817 | 997.18
19/11/2020 05:00 | 0 | 0.1803 | 0 | 18.016 | 69.3 | 4.8353 | 997.311
19/11/2020 06:00 | 0 | 0.401 | 0 | 16.902 | 69.355 | 4.4467 | 997.257
19/11/2020 07:00 | 104 | 468.33 | 30.976 | 16.905 | 29.995 | 5.1893 | 996.938
19/11/2020 08:00 | 313.95 | 728.17 | 45.717 | 20.65 | 165.43 | 5.087 | 996.722
19/11/2020 09:00 | 503.3 | 812.6 | 54.567 | 24.047 | 242.413 | 4.4133 | 996.486
19/11/2020 10:00 | 648.38 | 842.2 | 70.88 | 24.227 | 143.6 | 5.2071 | 996.279
19/11/2020 11:00 | 729.21 | 835.8 | 87.65 | 24.585 | 167.35 | 4.9128 | 995.912
19/11/2020 12:00 | 544.86 | 508.217 | 140.27 | 23.622 | 126.84 | 4.3015 | 995.526
19/11/2020 13:00 | 363.48 | 217.3344 | 197.08 | 24.464 | 128.78 | 4.996 | 995.407
19/11/2020 14:00 | 612.37 | 721.88 | 140.24 | 23.22 | 129.86 | 6.4519 | 995.411
19/11/2020 15:00 | 434.73 | 702.82 | 82.99 | 23.515 | 123.58 | 6.3373 | 995.336
19/11/2020 16:00 | 226.76 | 537.67 | 68.845 | 22.512 | 137.86 | 5.7165 | 995.779
19/11/2020 17:00 | 35.484 | 161.29 | 22.803 | 21.836 | 109.14 | 6.6234 | 996.451
19/11/2020 18:00 | 0 | 0 | 0 | 20.171 | 37.232 | 8.3292 | 997.201
19/11/2020 19:00 | 0 | 0.2072 | 0 | 18.935 | 61.835 | 10.7518 | 998.288
19/11/2020 20:00 | 0 | 0 | 0 | 18.705 | 126.402 | 10.3564 | 999.108
19/11/2020 21:00 | 0 | 0 | 0 | 18.204 | 121.256 | 9.5518 | 999.608
19/11/2020 22:00 | 0 | 0 | 0 | 17.943 | 110.467 | 8.3771 | 1000.16
19/11/2020 23:00 | 0 | 0 | 0 | 18.587 | 94.563 | 7.3027 | 1000.64
20/11/2020 00:00 | 0 | 0 | 0 | 17.479 | 149.86 | 7.3371 | 1001.05
20/11/2020 01:00 | 0 | 0 | 0 | 17.104 | 91.02 | 5.8575 | 1001.21
20/11/2020 02:00 | 0 | 0 | 0 | 18.214 | 153.43 | 6.1073 | 1001.33
20/11/2020 03:00 | 0 | 0 | 0 | 17.205 | 28.26 | 6.5959 | 1001.49
20/11/2020 04:00 | 0 | 0 | 0 | 16.608 | 125.98 | 6.2969 | 1001.63
20/11/2020 05:00 | 0 | 0 | 0 | 15.439 | 85.827 | 5.3025 | 1001.82
20/11/2020 06:00 | 0 | 0.0186 | 0 | 15.056 | 183.001 | 6.2882 | 1001.89
20/11/2020 07:00 | 102.82 | 463.47 | 29.593 | 17.356 | 47.768 | 6.7148 | 1001.95
20/11/2020 08:00 | 310.35 | 726.25 | 45.757 | 20.968 | 96.057 | 6.7727 | 1001.88
20/11/2020 09:00 | 499 | 801.51 | 57.333 | 22.867 | 207.642 | 6.6386 | 1001.56
20/11/2020 10:00 | 645 | 827.7 | 75.555 | 23.865 | 156.48 | 6.2588 | 1001.34
20/11/2020 11:00 | 730.98 | 829 | 92.03 | 23.787 | 145.31 | 6.0239 | 1000.98
20/11/2020 12:00 | 331.74 | 11.079 | 323.61 | 23.57 | 210.91 | 6.0882 | 1000.97
20/11/2020 13:00 | 770.62 | 503.029 | 388.46 | 24.495 | 246 | 6.833 | 1000.94
20/11/2020 14:00 | 396.99 | 293.208 | 200.04 | 23.304 | 288.98 | 6.9249 | 1000.74
20/11/2020 15:00 | 452.11 | 578.19 | 159.9 | 24.134 | 267.14 | 6.1191 | 1000.31
20/11/2020 16:00 | 102.29 | 0.2978 | 102.31 | 22.648 | 267.44 | 5.9436 | 1000.32
20/11/2020 17:00 | 14.771 | 0.2899 | 14.7 | 21.92 | 260.85 | 5.6757 | 1000.43
20/11/2020 18:00 | 0 | 0 | 0 | 21.513 | 214.344 | 5.0008 | 1000.65
20/11/2020 19:00 | 0 | 0 | 0 | 20.431 | 151.547 | 5.2716 | 1000.93
20/11/2020 20:00 | 0 | 0 | 0 | 19.413 | 102.326 | 6.0794 | 1001.15
20/11/2020 21:00 | 0 | 0 | 0 | 18.159 | 95.582 | 5.6895 | 1001.2
20/11/2020 22:00 | 0 | 0 | 0 | 17.325 | 105.499 | 5.5911 | 1000.89
20/11/2020 23:00 | 0 | 0 | 0 | 17.023 | 128.261 | 6.3177 | 1000.57
21/11/2020 00:00 | 0 | 0 | 0 | 16.291 | 89.487 | 5.7331 | 1000.63
21/11/2020 01:00 | 0 | 0 | 0 | 16.593 | 84.937 | 4.349 | 1001.55
21/11/2020 02:00 | 0 | 0 | 0 | 16.557 | 78.848 | 5.2869 | 1001.86
21/11/2020 03:00 | 0 | 0 | 0 | 15.669 | 138.115 | 5.2922 | 1001.98
21/11/2020 04:00 | 0 | 0 | 0 | 16.867 | 38.7425 | 6.3339 | 1002.08
21/11/2020 05:00 | 0 | 0 | 0 | 15.441 | 64.321 | 7.5759 | 1002.28
21/11/2020 06:00 | 0 | 0.0382 | 0 | 17.046 | 40.663 | 7.9752 | 1002.09
21/11/2020 07:00 | 100.62 | 436.13 | 30.621 | 17.956 | 47.137 | 8.7544 | 1001.74
21/11/2020 08:00 | 311.2 | 721.25 | 44.597 | 21.725 | 61.962 | 9.8208 | 1001.61
21/11/2020 09:00 | 502.39 | 801.73 | 57.706 | 23.739 | 121.42 | 9.7272 | 1001.44
21/11/2020 10:00 | 655.43 | 861.7 | 59.776 | 24.76 | 101.476 | 10.7664 | 1001.16
21/11/2020 11:00 | 741.87 | 870.3 | 66.663 | 24.477 | 125.33 | 10.7311 | 1000.79
21/11/2020 12:00 | 768.19 | 876.9 | 68.55 | 24.405 | 126.32 | 11.1495 | 1000.31
21/11/2020 13:00 | 726.55 | 863.2 | 71.351 | 24.182 | 121.695 | 11.2275 | 1000
21/11/2020 14:00 | 637.91 | 827.1 | 91.27 | 24.779 | 133.59 | 10.776 | 999.975
21/11/2020 15:00 | 473.8 | 751.62 | 95.1 | 24.266 | 131.66 | 10.4748 | 1000.01
21/11/2020 16:00 | 189.22 | 254.341 | 112.87 | 22.641 | 122.49 | 10.067 | 1000.09
21/11/2020 17:00 | 45.456 | 228.88 | 26.084 | 22.03 | 111.33 | 10.3911 | 1000.25
21/11/2020 18:00 | 0 | 0 | 0 | 20.427 | 99.16 | 9.4941 | 1000.5
21/11/2020 19:00 | 0 | 0 | 0 | 19.82 | 73.75 | 8.6751 | 1000.75
21/11/2020 20:00 | 0 | 0 | 0 | 20.172 | 101.92 | 8.8932 | 1000.87
21/11/2020 21:00 | 0 | 0 | 0 | 19.262 | 56.414 | 9.5059 | 1000.94
21/11/2020 22:00 | 0 | 0 | 0 | 19.457 | 70.195 | 10.2352 | 1000.8
21/11/2020 23:00 | 0 | 0 | 0 | 19.407 | 85.52 | 9.5153 | 1000.6
22/11/2020 00:00 | 0 | 0 | 0 | 19.036 | 69.325 | 9.1325 | 1000.42
22/11/2020 01:00 | 0 | 0 | 0 | 18.8 | 50.144 | 9.162 | 1000.48
22/11/2020 02:00 | 0 | 0 | 0 | 16.408 | 92.988 | 9.2816 | 1000.57
22/11/2020 03:00 | 0 | 0 | 0 | 17.021 | 59.028 | 9.4833 | 1000.6
22/11/2020 04:00 | 0 | 0 | 0 | 17.65 | 72.518 | 8.5637 | 1000.74
22/11/2020 05:00 | 0 | 0 | 0 | 17.785 | 88.128 | 8.4872 | 1000.91
22/11/2020 06:00 | 0 | 0 | 0 | 17.696 | 120.43 | 8.6335 | 1000.8
22/11/2020 07:00 | 106.103 | 266.9876 | 61.275 | 18.668 | 119.49 | 8.1035 | 1000.48
22/11/2020 08:00 | 53.915 | 0.9478 | 52.98 | 18.635 | 93.75 | 9.1153 | 1000.08
22/11/2020 09:00 | 154.21 | 0.034 | 154.59 | 18.625 | 82.215 | 9.8568 | 999.753
22/11/2020 10:00 | 577.78 | 253.3751 | 397.59 | 21.26 | 102.835 | 10.6282 | 999.435
22/11/2020 11:00 | 780.44 | 655.54 | 270.4 | 22.573 | 113.59 | 10.2417 | 999.209
22/11/2020 12:00 | 614.24 | 393.9999 | 298.26 | 22.373 | 117.165 | 9.6582 | 999.184
22/11/2020 13:00 | 791.1 | 769.72 | 211.09 | 23.102 | 119.14 | 9.5693 | 999.234
22/11/2020 14:00 | 615.9 | 829.6 | 74.788 | 22.931 | 122.54 | 8.9512 | 999.188
22/11/2020 15:00 | 436.53 | 707.036 | 104.7522 | 22.744 | 128.22 | 8.2935 | 998.929
22/11/2020 16:00 | 232.36 | 504.0981 | 90.2645 | 22.179 | 118.08 | 7.9716 | 998.862
22/11/2020 17:00 | 16.293 | 3.8646 | 16.0294 | 21.185 | 113.39 | 8.2 | 998.909
22/11/2020 18:00 | 0 | 0 | 0 | 19.615 | 98.81 | 7.22 | 999.16
22/11/2020 19:00 | 0 | 0 | 0 | 18.881 | 74.353 | 6.1925 | 999.343
22/11/2020 20:00 | 0 | 0 | 0 | 19.226 | 93.33 | 5.4464 | 999.599
22/11/2020 21:00 | 0 | 0 | 0 | 20.055 | 102.56 | 6.6873 | 999.844
22/11/2020 22:00 | 0 | 0 | 0 | 19.755 | 103.24 | 6.0888 | 999.854
22/11/2020 23:00 | 0 | 0 | 0 | 19.542 | 73.219 | 5.9922 | 999.953
23/11/2020 00:00 | 0 | 0 | 0 | 18.744 | 79.497 | 6.0886 | 1000.11
23/11/2020 01:00 | 0 | 0 | 0 | 18.738 | 94.58 | 5.6294 | 1000.31
23/11/2020 02:00 | 0 | 0 | 0 | 18.167 | 70.923 | 5.3529 | 1000.69
23/11/2020 03:00 | 0 | 0 | 0 | 16.249 | 42.6544 | 4.7972 | 1000.93
23/11/2020 04:00 | 0 | 0 | 0 | 18.253 | 67.668 | 5.1333 | 1001.07
23/11/2020 05:00 | 0 | 0 | 0 | 18.254 | 73.422 | 4.5349 | 1001.12
23/11/2020 06:00 | 0 | 0 | 0 | 18.211 | 76.424 | 4.8666 | 1001.18
23/11/2020 07:00 | 111.97 | 371.1221 | 56.7525 | 18.621 | 85.891 | 6.0121 | 1001.16
23/11/2020 08:00 | 331.48 | 713.3182 | 78.2587 | 20.939 | 106.595 | 5.9454 | 1000.83
23/11/2020 09:00 | 526.13 | 811.0926 | 96.4161 | 21.872 | 117.85 | 6.5107 | 1000.57
23/11/2020 10:00 | 675.34 | 849.4965 | 114.1922 | 22.95 | 117.93 | 6.8496 | 1000.25
23/11/2020 11:00 | 771.16 | 872.5583 | 127.0461 | 23.404 | 113.78 | 6.2264 | 999.867
23/11/2020 12:00 | 790.77 | 872.079 | 130.2888 | 23.279 | 114.39 | 6.3457 | 999.555
23/11/2020 13:00 | 738.21 | 857.97 | 123.2392 | 23.185 | 120.49 | 6.3264 | 999.363
23/11/2020 14:00 | 616.51 | 813.127 | 112.919 | 23.208 | 118.87 | 5.962 | 999.366
23/11/2020 15:00 | 447.24 | 739.9543 | 98.4467 | 22.779 | 118.95 | 5.7055 | 999.125
23/11/2020 16:00 | 236.74 | 523.3945 | 88.2504 | 22.118 | 117.39 | 5.5988 | 999.164
23/11/2020 17:00 | 28.119 | 26.5758 | 26.3938 | 21.243 | 108.16 | 5.4863 | 999.39
23/11/2020 18:00 | 0.0011 | 0 | 0.0011 | 20.768 | 103.18 | 5.8926 | 999.696
23/11/2020 19:00 | 0 | 0 | 0 | 20.44 | 102.68 | 5.4587 | 1000.1
23/11/2020 20:00 | 0 | 0 | 0 | 19.254 | 106.52 | 5.978 | 1000.5
23/11/2020 21:00 | 0 | 0 | 0 | 18.434 | 87.837 | 5.474 | 1000.75
23/11/2020 22:00 | 0 | 0 | 0 | 18.03 | 105.14 | 5.7548 | 1000.8
23/11/2020 23:00 | 0 | 0 | 0 | 18.175 | 91.096 | 4.9124 | 1001.02
24/11/2020 00:00 | 0 | 0 | 0 | 17.932 | 86.267 | 4.6264 | 1001.3
24/11/2020 01:00 | 0 | 0 | 0 | 17.635 | 58.899 | 4.912 | 1001.49
24/11/2020 02:00 | 0 | 0 | 0 | 17.616 | 63.919 | 5.2451 | 1001.85
24/11/2020 03:00 | 0 | 0 | 0 | 17.662 | 83.807 | 4.4974 | 1002.33
24/11/2020 04:00 | 0 | 0 | 0 | 17.681 | 80.198 | 4.4988 | 1003
24/11/2020 05:00 | 0.5232 | 0 | 0.5232 | 17.853 | 61.333 | 4.7874 | 1003.48
24/11/2020 06:00 | 0.0076 | 0 | 0.0076 | 18.655 | 75.175 | 4.5961 | 1003.68
24/11/2020 07:00 | 24.004 | 1.7883 | 23.7396 | 19.052 | 88.919 | 4.4726 | 1003.73
24/11/2020 08:00 | 284.33 | 505.955 | 100.5293 | 19.46 | 79.025 | 4.9534 | 1003.63
24/11/2020 09:00 | 337.11 | 220.6149 | 220.8312 | 21.576 | 112.42 | 5.6931 | 1003.62
24/11/2020 10:00 | 293.99 | 35.719 | 270.3283 | 21.695 | 114.81 | 4.9445 | 1003.39
24/11/2020 11:00 | 399.11 | 144.3526 | 292.5374 | 22.538 | 119.92 | 5.0408 | 1003.1
24/11/2020 12:00 | 681.54 | 615.0721 | 214.0963 | 22.685 | 118.9 | 5.484 | 1002.8
24/11/2020 13:00 | 383.04 | 92.7221 | 316.4808 | 22.473 | 110.895 | 6.4678 | 1002.59
24/11/2020 14:00 | 632.53 | 801.6377 | 133.5032 | 22.989 | 118.39 | 6.5345 | 1002.79
24/11/2020 15:00 | 90.59 | 2.4974 | 89.4096 | 21.44 | 117.55 | 7.4365 | 1002.98
24/11/2020 16:00 | 54.008 | 2.4348 | 53.313 | 20.637 | 98.68 | 6.4664 | 1003.35
24/11/2020 17:00 | 15.167 | 3.0736 | 14.9483 | 20.149 | 101.9 | 6.9443 | 1003.7
24/11/2020 18:00 | 0 | 0 | 0 | 20.069 | 97.476 | 7.1994 | 1004.14
24/11/2020 19:00 | 0.0239 | 0 | 0.0239 | 20.039 | 87.899 | 7.2613 | 1004.59
24/11/2020 20:00 | 0 | 0 | 0 | 20.194 | 97.33 | 6.8445 | 1004.96
24/11/2020 21:00 | 0 | 0 | 0 | 19.86 | 98.18 | 6.1828 | 1005.2
24/11/2020 22:00 | 0 | 0 | 0 | 19.412 | 99.2 | 5.8249 | 1005.23
24/11/2020 23:00 | 0 | 0 | 0 | 19.452 | 106.76 | 4.7111 | 1005.3
25/11/2020 00:00 | 0 | 0 | 0 | 18.814 | 112.06 | 4.6387 | 1005.33
25/11/2020 01:00 | 0 | 0 | 0 | 18.289 | 83.479 | 5.367 | 1005
25/11/2020 02:00 | 0 | 0 | 0 | 18.739 | 123.4 | 5.7377 | 1004.53
25/11/2020 03:00 | 0 | 0 | 0 | 18.357 | 101.82 | 4.8023 | 1004.31
25/11/2020 04:00 | 0 | 0 | 0 | 18.764 | 99.695 | 4.4977 | 1004.13
25/11/2020 05:00 | 0.0011 | 0 | 0.0011 | 18.705 | 109.42 | 5.4199 | 1003.77
25/11/2020 06:00 | 0 | 0 | 0 | 18.139 | 121.02 | 5.4386 | 1003.42
25/11/2020 07:00 | 14.692 | 0.63688 | 14.5935 | 18.652 | 115.04 | 5.5286 | 1003.01
25/11/2020 08:00 | 69.26 | 2.5296 | 68.3491 | 18.982 | 108.38 | 6.2359 | 1002.59
25/11/2020 09:00 | 196.02 | 14.2924 | 188.3552 | 18.893 | 95.992 | 7.0405 | 1002.26
25/11/2020 10:00 | 188.22 | 5.5687 | 184.5099 | 20.019 | 104.76 | 7.2477 | 1001.83
25/11/2020 11:00 | 291.45 | 19.4724 | 276.9822 | 19.202 | 103.38 | 7.3546 | 1001.27
25/11/2020 12:00 | 194.81 | 5.038 | 190.9698 | 17.742 | 93.86 | 7.1565 | 1000.69
25/11/2020 13:00 | 212.04 | 5.9674 | 207.7337 | 20.382 | 77.965 | 8.9954 | 1000.23
25/11/2020 14:00 | 150.97 | 4.1635 | 148.3628 | 20.594 | 98.83 | 8.7496 | 999.872
25/11/2020 15:00 | 86.599 | 2.4097 | 85.4425 | 20.558 | 100.65 | 8.7883 | 999.581
25/11/2020 16:00 | 43.662 | 1.5759 | 43.2067 | 20.343 | 108.36 | 9.1294 | 999.517
25/11/2020 17:00 | 9.3681 | 1.0961 | 9.2845 | 20.306 | 109.12 | 8.5509 | 999.492
25/11/2020 18:00 | 0 | 0 | 0 | 21.32 | 109.82 | 6.6582 | 999.202
25/11/2020 19:00 | 0 | 0 | 0 | 21.532 | 109.7 | 5.1278 | 998.913
25/11/2020 20:00 | 0 | 0 | 0 | 22.439 | 96.66 | 6.0308 | 998.759
25/11/2020 21:00 | 0 | 0 | 0 | 24.422 | 89.576 | 7.4128 | 998.593
25/11/2020 22:00 | 0 | 0 | 0 | 23.193 | 74.628 | 7.552 | 998.405
25/11/2020 23:00 | 0 | 0 | 0 | 20.803 | 91.578 | 7.7374 | 998.336
26/11/2020 00:00 | 0 | 0 | 0 | 18.708 | 123.863 | 7.8438 | 998.354
26/11/2020 01:00 | 0 | 0 | 0 | 19.08 | 249.22 | 7.6247 | 998.394
26/11/2020 02:00 | 0 | 0 | 0 | 19.047 | 197.22 | 6.918 | 998.376
26/11/2020 03:00 | 0 | 0 | 0 | 18.33 | 110.09 | 6.1513 | 998.519
26/11/2020 04:00 | 0 | 0 | 0 | 20.272 | 90.32 | 7.242 | 998.669
26/11/2020 05:00 | 0 | 0 | 0 | 20.691 | 91.514 | 7.0171 | 998.73
26/11/2020 06:00 | 0 | 0 | 0 | 19.182 | 99.76 | 7.5377 | 998.6
26/11/2020 07:00 | 55.933 | 26.0148 | 51.801 | 20.314 | 100.21 | 7.6218 | 998.237
26/11/2020 08:00 | 311.95 | 557.2809 | 110.4855 | 21.265 | 103.445 | 8.4663 | 997.925
26/11/2020 09:00 | 553.57 | 858.9976 | 92.5334 | 23.056 | 100.15 | 8.4404 | 997.594
26/11/2020 10:00 | 698.16 | 872.5147 | 115.2932 | 23.811 | 113.44 | 8.5321 | 997.154
26/11/2020 11:00 | 748.98 | 826.0725 | 132.7669 | 23.135 | 109.95 | 8.7462 | 996.751
26/11/2020 12:00 | 767.14 | 824.0553 | 136.6016 | 22.265 | 107.39 | 8.0775 | 996.303
26/11/2020 13:00 | 713.12 | 776.7701 | 150.1604 | 22.876 | 110.025 | 7.6438 | 995.964
26/11/2020 14:00 | 603.64 | 748.5054 | 133.8852 | 23.252 | 109.915 | 7.5892 | 995.837
26/11/2020 15:00 | 459.31 | 759.5889 | 96.2918 | 23.26 | 110.32 | 8.5434 | 995.838
26/11/2020 16:00 | 238.94 | 506.0121 | 92.5861 | 22.503 | 107.77 | 8.8588 | 996.095
26/11/2020 17:00 | 20.925 | 5.3829 | 20.5234 | 20.969 | 104.685 | 8.6047 | 996.542
26/11/2020 18:00 | 0 | 0 | 0 | 20.447 | 109.44 | 7.117 | 996.905
26/11/2020 19:00 | 0 | 0 | 0 | 20.081 | 102.2 | 6.6353 | 997.368
26/11/2020 20:00 | 0 | 0 | 0 | 19.491 | 116.635 | 5.9229 | 997.703
26/11/2020 21:00 | 0 | 0 | 0 | 19.714 | 98.03 | 6.492 | 997.708
26/11/2020 22:00 | 0 | 0 | 0 | 19.548 | 88.935 | 6.2245 | 997.544
26/11/2020 23:00 | 0 | 0 | 0 | 19.657 | 100.03 | 5.5909 | 997.692
27/11/2020 00:00 | 0 | 0 | 0 | 19.534 | 104.21 | 6.1525 | 998.02
27/11/2020 01:00 | 0 | 0 | 0 | 19.476 | 105.73 | 5.7354 | 998.464
27/11/2020 02:00 | 0 | 0 | 0 | 19.264 | 104.19 | 5.204 | 999.139
27/11/2020 03:00 | 0 | 0 | 0 | 19.43 | 97.965 | 5.2742 | 999.754
27/11/2020 04:00 | 0 | 0 | 0 | 19.316 | 94.29 | 5.3742 | 1000.24
27/11/2020 05:00 | 0 | 0 | 0 | 18.759 | 100.65 | 5.2624 | 1000.8
27/11/2020 06:00 | 0.0022 | 0 | 0.0022 | 18.596 | 97.342 | 4.3923 | 1001.14
27/11/2020 07:00 | 37.309 | 4.2843 | 36.6224 | 18.767 | 101.85 | 5.3 | 1001.23
27/11/2020 08:00 | 349.14 | 663.5605 | 105.0505 | 19.708 | 98.8 | 5.1338 | 1001.47
27/11/2020 09:00 | 513.46 | 685.7939 | 143.0174 | 20.871 | 107.46 | 5.1286 | 1001.56
27/11/2020 10:00 | 563.53 | 271.8544 | 367.79 | 20.191 | 110.92 | 5.7756 | 1001.49
27/11/2020 11:00 | 346.34 | 4.6448 | 340.93 | 20.419 | 109.33 | 6.2657 | 1001.58
27/11/2020 12:00 | 328.46 | 3.0011 | 324.2 | 20.833 | 108.72 | 6.8682 | 1001.62
27/11/2020 13:00 | 261.06 | 9.9576 | 249.72 | 21.699 | 106.07 | 6.3543 | 1001.47
27/11/2020 14:00 | 731.5 | 750.69 | 224.11 | 23.083 | 103.32 | 6.8003 | 1001.58
27/11/2020 15:00 | 500.23 | 727.9 | 121.76 | 22.636 | 115.145 | 6.206 | 1001.76
27/11/2020 16:00 | 259.67 | 607.25 | 64.599 | 22.134 | 109.54 | 6.2377 | 1002.23
27/11/2020 17:00 | 49.284 | 276.26 | 23.62 | 20.889 | 107.47 | 5.9493 | 1002.76
27/11/2020 18:00 | 0 | 0.1765 | 0 | 20.083 | 106.96 | 6.3568 | 1003.45
27/11/2020 19:00 | 0 | 0 | 0 | 18.994 | 98.9 | 6.3748 | 1004.35
27/11/2020 20:00 | 0 | 0 | 0 | 18.703 | 122 | 6.6333 | 1005.04
27/11/2020 21:00 | 0 | 0 | 0 | 18.712 | 97.725 | 5.6514 | 1005.37
27/11/2020 22:00 | 0 | 0 | 0 | 18.123 | 105.01 | 4.9561 | 1005.38
27/11/2020 23:00 | 0 | 0 | 0 | 18.23 | 119.39 | 4.8855 | 1005.49
28/11/2020 00:00 | 0 | 0 | 0 | 18.546 | 105.285 | 4.6625 | 1005.68
28/11/2020 01:00 | 0 | 0 | 0 | 18.68 | 83.781 | 4.4117 | 1005.87
28/11/2020 02:00 | 0 | 0 | 0 | 18.745 | 91.64 | 4.1717 | 1005.95
28/11/2020 03:00 | 0 | 0 | 0 | 18.308 | 102.22 | 3.4642 | 1006.22
28/11/2020 04:00 | 0 | 0 | 0 | 17.901 | 96.986 | 4.1753 | 1006.64
28/11/2020 05:00 | 0 | 0 | 0 | 18.318 | 98.87 | 4.0407 | 1006.8
28/11/2020 06:00 | 0 | 0 | 0 | 17.971 | 95.885 | 3.9196 | 1006.75
28/11/2020 07:00 | 118.24 | 505.89 | 32.274 | 18.348 | 85.671 | 4.8581 | 1006.64
28/11/2020 08:00 | 339.13 | 753 | 49.181 | 20.891 | 88.589 | 4.6197 | 1006.5
28/11/2020 09:00 | 538.38 | 748.21 | 110.475 | 22.216 | 114.87 | 4.825 | 1006.25
28/11/2020 10:00 | 688.73 | 846.6 | 92.48 | 22.413 | 119.07 | 4.4647 | 1005.78
28/11/2020 11:00 | 761.71 | 860 | 85.07 | 22.65 | 124.07 | 5.3648 | 1005.33
28/11/2020 12:00 | 786.88 | 870.1 | 84.04 | 22.789 | 116.29 | 4.8073 | 1004.97
28/11/2020 13:00 | 740.59 | 858.6 | 81.239 | 23.378 | 114.31 | 4.7488 | 1004.61
28/11/2020 14:00 | 624.56 | 801.61 | 87.75 | 23.105 | 117.54 | 5.1407 | 1004.25
28/11/2020 15:00 | 460.44 | 730.87 | 80.622 | 23.253 | 114.7 | 5.7632 | 1003.88
28/11/2020 16:00 | 257.45 | 602.04 | 64.314 | 22.733 | 109.64 | 5.3121 | 1003.88
28/11/2020 17:00 | 61.684 | 213.01 | 40.013 | 21.646 | 101.02 | 5.3579 | 1003.99
28/11/2020 18:00 | 0 | 0 | 0 | 20.794 | 102.96 | 3.8336 | 1004.18
28/11/2020 19:00 | 0 | 0 | 0.8979 | 20.234 | 108.92 | 3.6195 | 1004.4
28/11/2020 20:00 | 0 | 0 | 0 | 19.332 | 110.17 | 3.7172 | 1004.5
28/11/2020 21:00 | 0 | 0 | 0 | 19.67 | 102.03 | 4.1037 | 1004.59
28/11/2020 22:00 | 0 | 0 | 0 | 19.422 | 105.44 | 5.0494 | 1004.39
28/11/2020 23:00 | 0 | 0 | 0 | 18.94 | 93.775 | 5.1454 | 1004.23
29/11/2020 00:00 | 0 | 0 | 0 | 19.31 | 100.98 | 4.8116 | 1004.14
29/11/2020 01:00 | 0 | 0 | 0 | 18.885 | 133.45 | 4.5145 | 1004.04
29/11/2020 02:00 | 0 | 0 | 0 | 16.889 | 70.502 | 5.2627 | 1004.04
29/11/2020 03:00 | 0 | 0 | 0 | 15.926 | 178.613 | 5.3218 | 1004.02
29/11/2020 04:00 | 0 | 0 | 0 | 18.521 | 122.55 | 5.2112 | 1004.21
29/11/2020 05:00 | 0 | 0.2711 | 0 | 15.06 | 91.643 | 5.0545 | 1004.35
29/11/2020 06:00 | 0.0214 | 0.1872 | 0 | 15.498 | 174.024 | 5.1813 | 1004.4
29/11/2020 07:00 | 118.52 | 492.19 | 35.723 | 16.981 | 88.35 | 5.0529 | 1004.43
29/11/2020 08:00 | 327.13 | 704.61 | 51.366 | 21.66 | 106.223 | 4.7976 | 1004.33
29/11/2020 09:00 | 558.88 | 548.11 | 238.73 | 23.615 | 138.55 | 4.5355 | 1004.12
29/11/2020 10:00 | 685.59 | 802.22 | 112.67 | 23.941 | 103.082 | 4.5024 | 1003.61
29/11/2020 11:00 | 760.16 | 833.9 | 92.27 | 23.322 | 118.39 | 4.1997 | 1003.17
29/11/2020 12:00 | 785.96 | 836.5 | 98.31 | 23.896 | 121.17 | 4.3221 | 1002.79
29/11/2020 13:00 | 746.08 | 821.8 | 103 | 23.923 | 118.19 | 4.102 | 1002.45
29/11/2020 14:00 | 483.88 | 477.6243 | 158.24 | 24.622 | 127.46 | 3.8612 | 1002.09
29/11/2020 15:00 | 464.48 | 685.23 | 103.35 | 23.733 | 121.765 | 3.6804 | 1001.64
29/11/2020 16:00 | 265.65 | 423.34 | 128.6 | 23.539 | 112.74 | 3.7909 | 1001.58
29/11/2020 17:00 | 18.932 | 0.0286 | 19.812 | 21.649 | 133.73 | 3.3818 | 1001.73
29/11/2020 18:00 | 0 | 0 | 0 | 21.229 | 78.724 | 4.3579 | 1001.87
29/11/2020 19:00 | 0 | 0 | 0 | 20.321 | 103.6967 | 5.6958 | 1002
29/11/2020 20:00 | 0 | 0 | 0 | 18.412 | 70.174 | 5.2308 | 1002.22
29/11/2020 21:00 | 0 | 0 | 0 | 17.804 | 142.28 | 6.078 | 1002.37
29/11/2020 22:00 | 0 | 0 | 0 | 17.773 | 91.644 | 6.2665 | 1002.14
29/11/2020 23:00 | 0 | 0 | 0 | 17.521 | 44.437 | 6.0584 | 1001.94
30/11/2020 00:00 | 0 | 0 | 0 | 16.9 | 176.177 | 6.0057 | 1001.81
30/11/2020 01:00 | 0 | 0 | 0 | 15.883 | 74.332 | 5.3543 | 1001.87
30/11/2020 02:00 | 0 | 0 | 0 | 17.978 | 49.607 | 5.7669 | 1001.95
30/11/2020 03:00 | 0 | 0 | 0 | 15.822 | 57.271 | 5.325 | 1002.06
30/11/2020 04:00 | 0 | 0 | 0 | 15.691 | 99.761 | 4.651 | 1002.29
30/11/2020 05:00 | 0 | 0.2795 | 0 | 15.426 | 92.843 | 4.8108 | 1002.41
30/11/2020 06:00 | 0.2977 | 0.4453 | 0 | 15.348 | 155.8 | 4.6606 | 1002.37
30/11/2020 07:00 | 116.8 | 452.92 | 36.493 | 16.287 | 165.539 | 5.6978 | 1002.2
30/11/2020 08:00 | 331.17 | 640.46 | 72.655 | 20.853 | 112.57 | 5.7202 | 1001.83
30/11/2020 09:00 | 592.16 | 564.48 | 250.31 | 22.41 | 123.95 | 5.283 | 1001.48
30/11/2020 10:00 | 682.66 | 809.11 | 88.7 | 22.628 | 130.12 | 5.586 | 1001.21
30/11/2020 11:00 | 675.91 | 645.89 | 149.99 | 23.69 | 122.74 | 5.8573 | 1001.1
30/11/2020 12:00 | 803.44 | 841.7 | 106.18 | 23.964 | 125.64 | 5.7767 | 1001.03
30/11/2020 13:00 | 510.35 | 234.6728 | 323.54 | 22.988 | 117.43 | 5.6773 | 1001
30/11/2020 14:00 | 692.46 | 660.76 | 235.68 | 23.603 | 124.16 | 4.9478 | 1000.77
30/11/2020 15:00 | 568.68 | 693.45 | 201.06 | 23.649 | 123.18 | 5.2882 | 1000.75
30/11/2020 16:00 | 288.74 | 477.88 | 134.24 | 23.069 | 116.29 | 5.1191 | 1000.89
30/11/2020 17:00 | 52.803 | 236.26 | 29.291 | 21.843 | 113.97 | 4.8357 | 1000.94
30/11/2020 18:00 | 0 | 0 | 0 | 19.162 | 38.149 | 4.3962 | 1001.17
30/11/2020 19:00 | 0 | 0 | 0 | 17.593 | 78.042 | 4.9064 | 1001.4
30/11/2020 20:00 | 0 | 0 | 0 | 16.721 | 260.92 | 4.2952 | 1001.42
30/11/2020 21:00 | 0 | 0 | 0 | 17.934 | 136.3845 | 3.5349 | 1001.31
30/11/2020 22:00 | 0 | 0 | 0 | 18.042 | 123.692 | 3.83 | 1001.09
30/11/2020 23:00 | 0 | 0 | 0 | 16.533 | 55.198 | 3.4896 | 1000.81
01/12/2020 00:00 | 0 | 0 | 0 | 16.328 | 93.309 | 2.7245 | 1000.38
01/12/2020 01:00 | 0 | 0 | 0 | 15.544 | 41.6125 | 3.2933 | 1000.41
01/12/2020 02:00 | 0 | 0 | 0 | 15.728 | 65.604 | 3.2289 | 1000.69
01/12/2020 03:00 | 0 | 0 | 0 | 16.016 | 87.479 | 3.7373 | 1000.57
01/12/2020 04:00 | 0 | 0 | 0 | 16.839 | 106.837 | 4.436 | 1000.55
01/12/2020 05:00 | 0 | 0 | 0 | 16.91 | 90.108 | 5.4575 | 1000.8
01/12/2020 06:00 | 0 | 0 | 0 | 16.337 | 111.059 | 6.3887 | 1001
01/12/2020 07:00 | 126.26 | 437.57 | 46.667 | 16.878 | 86.901 | 7.4851 | 1000.93
01/12/2020 08:00 | 392.4 | 580.77 | 149.82 | 21.206 | 46.855 | 8.4839 | 1000.86
01/12/2020 09:00 | 132.41 | 0.009 | 133.04 | 22.395 | 190.9 | 8.584 | 1000.65
01/12/2020 10:00 | 697.66 | 785.99 | 124.34 | 22.932 | 151.48 | 9.3383 | 1000.4
01/12/2020 11:00 | 762.1 | 838.12 | 84.73 | 23.29 | 159.7 | 8.2862 | 1000.08
01/12/2020 12:00 | 548.91 | 243.14 | 341.02 | 23.12 | 165.3 | 8.0199 | 999.7
01/12/2020 13:00 | 759.12 | 857.9 | 82.84 | 23.146 | 160.45 | 8.002 | 999.409
01/12/2020 14:00 | 643.41 | 838 | 67.973 | 23.43 | 141.17 | 8.2102 | 999.395
01/12/2020 15:00 | 478.21 | 799.34 | 57.239 | 23.557 | 106.295 | 8.5164 | 999.58
01/12/2020 16:00 | 265.84 | 681.2 | 46.986 | 24.006 | 170.63 | 8.7586 | 999.918
01/12/2020 17:00 | 55.792 | 355.49 | 22.078 | 22.173 | 122.79 | 7.9137 | 1000.39
01/12/2020 18:00 | 0 | 0 | 0 | 18.806 | 47.49 | 8.0872 | 1000.92
01/12/2020 19:00 | 0 | 0 | 0 | 17.733 | 29.108 | 8.5129 | 1001.4
01/12/2020 20:00 | 0 | 0 | 0 | 16.879 | 56.278 | 7.76 | 1001.63
01/12/2020 21:00 | 0 | 0 | 0 | 16.539 | 80.504 | 7.317 | 1001.75
01/12/2020 22:00 | 0 | 0 | 0 | 17.452 | 108.373 | 6.8208 | 1001.76
01/12/2020 23:00 | 0 | 0 | 0 | 17.989 | 74.441 | 5.8624 | 1001.67
02/12/2020 00:00 | 0 | 0 | 0 | 18.865 | 47.283 | 5.9691 | 1001.52
02/12/2020 01:00 | 0 | 0 | 0 | 19.697 | 60.235 | 4.6114 | 1001.27
02/12/2020 02:00 | 0 | 0 | 0 | 18.774 | 70.949 | 4.3413 | 1001.18
02/12/2020 03:00 | 0 | 0 | 0 | 18.568 | 112.02 | 4.3446 | 1001.25
02/12/2020 04:00 | 0 | 0 | 0 | 18.684 | 100.76 | 4.4293 | 1001.39
02/12/2020 05:00 | 0.0088 | 0 | 0.2039 | 18.45 | 117.35 | 4.0915 | 1001.35
02/12/2020 06:00 | 0.1384 | 0.1734 | 0.4295 | 17.698 | 96.137 | 5.7968 | 1001.19
02/12/2020 07:00 | 48.043 | 1.3063 | 46.55 | 18.753 | 121.905 | 5.495 | 1000.8
02/12/2020 08:00 | 96.87 | 0.4363 | 93.16 | 20.187 | 116.29 | 6.1453 | 1000.16
02/12/2020 09:00 | 211.7 | 4.9655 | 205.19 | 20.476 | 122.16 | 6.0972 | 999.804
02/12/2020 10:00 | 175.26 | 0.229 | 172.39 | 20.552 | 120.53 | 5.3127 | 999.201
02/12/2020 11:00 | 487.99 | 103.0592 | 401.96 | 20.659 | 123.43 | 4.8023 | 998.561
02/12/2020 12:00 | 499.64 | 151.9367 | 369.24 | 21.089 | 119.69 | 5.5103 | 997.909
02/12/2020 13:00 | 171.28 | 0.8659 | 171.8 | 20.063 | 129.12 | 5.7404 | 997.271
02/12/2020 14:00 | 197.55 | 0.4213 | 196.4 | 20.305 | 89.414 | 5.9178 | 996.77
02/12/2020 15:00 | 516.49 | 692.49 | 150.79 | 21.409 | 116.405 | 5.6209 | 996.229
02/12/2020 16:00 | 251.62 | 244.991 | 176.23 | 20 | 116.02 | 6.3024 | 995.841
02/12/2020 17:00 | 28.532 | 22.4504 | 24.652 | 18.92 | 106.29 | 5.8788 | 995.716
02/12/2020 18:00 | 0 | 0.2639 | 0 | 19.128 | 103.62 | 5.2876 | 995.72
02/12/2020 19:00 | 0 | 0 | 0.4507 | 17.952 | 102.89 | 4.9045 | 995.711
02/12/2020 20:00 | 0 | 0 | 0 | 17.467 | 72.99 | 5.5803 | 995.546
02/12/2020 21:00 | 0 | 0 | 0 | 17.755 | 101.38 | 5.9902 | 995.373
02/12/2020 22:00 | 0 | 0 | 0 | 18.303 | 100.44 | 6.0909 | 995.044
02/12/2020 23:00 | 0 | 0 | 0 | 17.464 | 89.618 | 5.854 | 994.783
03/12/2020 00:00 | 0 | 0 | 0 | 17.468 | 87.353 | 6.2601 | 994.604
03/12/2020 01:00 | 0 | 0 | 0 | 18.107 | 102.04 | 5.4172 | 994.432
03/12/2020 02:00 | 0 | 0 | 0 | 17.449 | 93.76 | 5.6567 | 994.289
03/12/2020 03:00 | 0 | 0 | 0 | 17.46 | 77.328 | 5.7598 | 994.26
03/12/2020 04:00 | 0 | 0 | 0 | 17.613 | 80.627 | 5.8404 | 994.411
03/12/2020 05:00 | 0 | 0 | 0 | 17.611 | 94.325 | 4.8319 | 994.627
03/12/2020 06:00 | 0.1732 | 0.2648 | 0 | 17.707 | 88.916 | 5.3372 | 994.663
03/12/2020 07:00 | 131.331 | 334.034 | 70.156 | 18.769 | 92.451 | 5.6021 | 994.496
03/12/2020 08:00 | 334.21 | 571.76 | 97.317 | 19.348 | 99.595 | 5.3347 | 994.322
03/12/2020 09:00 | 550.2 | 771.03 | 82.8 | 20.326 | 108.33 | 4.8089 | 994.249
03/12/2020 10:00 | 694.82 | 809.4 | 85.944 | 21.293 | 108.1 | 4.5848 | 993.944
03/12/2020 11:00 | 786.16 | 816.3 | 98.12 | 20.848 | 106.77 | 4.4183 | 993.526
03/12/2020 12:00 | 809.2 | 827.7 | 95.57 | 21.214 | 108.05 | 4.0753 | 993.266
03/12/2020 13:00 | 770.86 | 834.8 | 90.33 | 21.797 | 106.72 | 3.5657 | 993.226
03/12/2020 14:00 | 625.84 | 667.98 | 143.63 | 20.996 | 115.41 | 3.7773 | 993.16
03/12/2020 15:00 | 421.16 | 507.88 | 138.91 | 21.275 | 110.82 | 3.2609 | 993.092
03/12/2020 16:00 | 259.11 | 572.45 | 63.91 | 20.751 | 105.22 | 2.8541 | 993.357
03/12/2020 17:00 | 28.581 | 1.7823 | 27.957 | 19.753 | 109.88 | 6.2143 | 993.925
03/12/2020 18:00 | 0 | 0.0144 | 0 | 18.94 | 103.58 | 7.6914 | 994.828
03/12/2020 19:00 | 0 | 0.3011 | 0 | 18.81 | 102.72 | 8.2996 | 995.544
03/12/2020 20:00 | 0 | 0 | 0 | 18.858 | 102.35 | 8.4144 | 996.258
03/12/2020 21:00 | 0 | 0 | 0 | 19.213 | 110.61 | 8.0193 | 996.91
03/12/2020 22:00 | 0 | 0 | 0 | 17.067 | 62.471 | 7.0913 | 997.287
03/12/2020 23:00 | 0 | 0 | 0 | 18.956 | 94.682 | 7.1576 | 997.599
04/12/2020 00:00 | 0 | 0 | 0 | 16.97 | 126.494 | 6.8488 | 998.059
04/12/2020 01:00 | 0 | 0 | 0 | 16.805 | 63.67 | 7.607 | 998.453
04/12/2020 02:00 | 0 | 0 | 0 | 16.671 | 119.57 | 7.2533 | 998.979
04/12/2020 03:00 | 0 | 0 | 0 | 16.092 | 146.168 | 7.0837 | 999.667
04/12/2020 04:00 | 0 | 0 | 0 | 15.722 | 55.201 | 6.527 | 1000.35
04/12/2020 05:00 | 0 | 0 | 0 | 16.946 | 69.298 | 6.0824 | 1001.16
04/12/2020 06:00 | 0 | 0 | 0 | 16.414 | 65.633 | 7.0099 | 1001.66
04/12/2020 07:00 | 126.07 | 462.95 | 35.457 | 17.242 | 40.948 | 7.5199 | 1002.13
04/12/2020 08:00 | 343.65 | 697.46 | 53.265 | 21.174 | 107.012 | 7.703 | 1002.29
04/12/2020 09:00 | 544.09 | 774.05 | 79.117 | 23.461 | 210.3456 | 7.9293 | 1002.33
04/12/2020 10:00 | 693.32 | 819 | 82.99 | 23.871 | 244.82 | 7.2236 | 1002.33
04/12/2020 11:00 | 698.5 | 601.1418 | 194.23 | 22.543 | 271.56 | 7.5984 | 1002.14
04/12/2020 12:00 | 852.7 | 785.44 | 178.51 | 23.783 | 120.92 | 8.125 | 1002.15
04/12/2020 13:00 | 459.51 | 246.8811 | 254.4 | 22.777 | 120.86 | 7.0658 | 1002.22
04/12/2020 14:00 | 279.9 | 0.6918 | 277.89 | 21.253 | 111.4 | 7.3985 | 1002.11
04/12/2020 15:00 | 237.7 | 4.5119 | 233.51 | 20.233 | 114.27 | 7.7641 | 1001.99
04/12/2020 16:00 | 115.36 | 82.6391 | 85.176 | 20.766 | 114.385 | 7.3783 | 1002.21
04/12/2020 17:00 | 36.463 | 31.3555 | 32.05 | 20.341 | 114.55 | 7.1712 | 1002.8
04/12/2020 18:00 | 0 | 0.0281 | 0 | 18.916 | 106.44 | 6.2847 | 1003.23
04/12/2020 19:00 | 0 | 0.1293 | 0 | 18.278 | 96.39 | 6.027 | 1003.77
04/12/2020 20:00 | 0 | 0 | 0 | 18.558 | 90.486 | 6.2586 | 1004.18
04/12/2020 21:00 | 0 | 0 | 0 | 18.649 | 71.63 | 5.6636 | 1004.27
04/12/2020 22:00 | 0 | 0 | 0 | 18.167 | 49.686 | 6.023 | 1004.24
04/12/2020 23:00 | 0 | 0 | 0 | 18.486 | 107.444 | 5.1849 | 1004.19
05/12/2020 00:00 | 0 | 0 | 0 | 16.918 | 135.9794 | 5.464 | 1004.07
05/12/2020 01:00 | 0 | 0 | 0 | 16.988 | 210.04 | 5.0635 | 1004.72
05/12/2020 02:00 | 0 | 0 | 0 | 16.537 | 83.1475 | 4.9471 | 1004.9
05/12/2020 03:00 | 0 | 0 | 0 | 18.693 | 93.692 | 5.4624 | 1005.16
05/12/2020 04:00 | 0 | 0 | 0 | 16.937 | 158.33 | 4.5217 | 1005.54
05/12/2020 05:00 | 0 | 0 | 0 | 16.961 | 112.8791 | 5.2934 | 1005.47
05/12/2020 06:00 | 0.129 | 0.1489 | 0 | 17.164 | 42.818 | 5.2077 | 1005.83
05/12/2020 07:00 | 150.47 | 466.36 | 54.909 | 18.248 | 140.16 | 6.1206 | 1005.67
05/12/2020 08:00 | 413.96 | 683.49 | 116.33 | 21.41 | 40.7374 | 6.1368 | 1005.33
05/12/2020 09:00 | 543.37 | 790.75 | 57.822 | 23.554 | 270.84 | 6.9326 | 1004.71
05/12/2020 10:00 | 692.96 | 821.3 | 71.04 | 23.671 | 127.21 | 6.6708 | 1004.13
05/12/2020 11:00 | 793.36 | 837.8 | 88.25 | 24.721 | 288.75 | 6.9327 | 1003.75
05/12/2020 12:00 | 706.21 | 406.43 | 351.64 | 24.434 | 249.85 | 7.3949 | 1003.36
05/12/2020 13:00 | 792.3 | 822.6 | 117.05 | 24.183 | 263.73 | 7.5743 | 1003.09
05/12/2020 14:00 | 253.87 | 7.6238 | 247.5 | 23.001 | 265 | 7.6155 | 1002.88
05/12/2020 15:00 | 109.26 | 7.032 | 104.64 | 22.498 | 285.42 | 6.8771 | 1002.72
05/12/2020 16:00 | 126.56 | 11.5129 | 122.49 | 22.182 | 246.01 | 7.1811 | 1002.72
05/12/2020 17:00 | 20.227 | 0.0302 | 20.336 | 21.959 | 320.28 | 6.2569 | 1002.89
05/12/2020 18:00 | 0 | 0 | 0 | 21.198 | 131.122 | 5.647 | 1003.18
05/12/2020 19:00 | 0 | 0.158 | 0 | 19.518 | 102.76 | 5.437 | 1003.33
05/12/2020 20:00 | 0 | 0 | 0 | 18.041 | 77.63 | 4.3461 | 1003.19
05/12/2020 21:00 | 0 | 0 | 0 | 17.844 | 81.892 | 3.1498 | 1003.05
05/12/2020 22:00 | 0 | 0 | 0 | 17.661 | 116.273 | 3.1083 | 1002.94
05/12/2020 23:00 | 0 | 0 | 0 | 16.718 | 63.219 | 3.4118 | 1002.86
06/12/2020 00:00 | 0 | 0 | 0 | 17.281 | 113.148 | 3.3966 | 1002.92
06/12/2020 01:00 | 0 | 0 | 0 | 18.284 | 102.381 | 2.9783 | 1003.06
06/12/2020 02:00 | 0 | 0 | 0 | 18.923 | 30.9403 | 3.0822 | 1003.32
06/12/2020 03:00 | 0 | 0 | 0 | 16.933 | 37.692 | 3.4212 | 1003.58
06/12/2020 04:00 | 0 | 0 | 0 | 16.741 | 197.79 | 2.9912 | 1003.78
06/12/2020 05:00 | 0 | 0 | 0 | 18.351 | 47.368 | 2.4734 | 1003.9
06/12/2020 06:00 | 0.0359 | 0.0016 | 0.009 | 17.025 | 148.433 | 4.3269 | 1004.1
06/12/2020 07:00 | 102.21 | 151.158 | 69.043 | 17.31 | 135.79 | 5.4688 | 1004.27
06/12/2020 08:00 | 346.31 | 694.47 | 50.869 | 22.909 | 117.1 | 6.4923 | 1004.3
06/12/2020 09:00 | 572.9 | 769.5 | 92.66 | 23.761 | 129.61 | 7.4608 | 1004.6
06/12/2020 10:00 | 503.43 | 60.854 | 453.33 | 24.097 | 129.54 | 6.7596 | 1004.87
06/12/2020 11:00 | 533.19 | 74.3716 | 466.91 | 24.157 | 129.66 | 5.7797 | 1004.88
06/12/2020 12:00 | 379.83 | 7.1592 | 372.86 | 24.728 | 122.44 | 5.4856 | 1004.8
06/12/2020 13:00 | 364.96 | 3.0021 | 362.97 | 25.274 | 125.87 | 6.3576 | 1004.74
06/12/2020 14:00 | 455.05 | 94.878 | 385.58 | 26.086 | 104.498 | 6.2014 | 1004.83
06/12/2020 15:00 | 316.86 | 164.7472 | 225.72 | 26.236 | 81.481 | 6.2495 | 1004.72
06/12/2020 16:00 | 235.82 | 467.699 | 76.355 | 25.498 | 125.09 | 6.4563 | 1004.84
06/12/2020 17:00 | 58.105 | 291.73 | 25.464 | 23.237 | 308.68 | 6.3136 | 1005.03
06/12/2020 18:00 | 0 | 0 | 0 | 21.527 | 136.576 | 5.6704 | 1005.37
06/12/2020 19:00 | 0 | 0.1298 | 0 | 20.585 | 62.932 | 4.6954 | 1005.73
06/12/2020 20:00 | 0 | 0 | 0 | 19.383 | 49.382 | 4.4518 | 1005.82
06/12/2020 21:00 | 0 | 0 | 0 | 19.202 | 74.312 | 3.7529 | 1005.61
06/12/2020 22:00 | 0 | 0 | 0 | 18.807 | 61.334 | 3.9466 | 1005.33
06/12/2020 23:00 | 0 | 0 | 0 | 19.302 | 46.322 | 4.3935 | 1005.24
07/12/2020 00:00 | 0 | 0 | 0 | 17.785 | 82.234 | 4.9972 | 1005.23
07/12/2020 01:00 | 0 | 0 | 0 | 17.564 | 196.907 | 4.2685 | 1005.24
07/12/2020 02:00 | 0 | 0 | 0 | 17.765 | 43.354 | 3.9115 | 1005.49
07/12/2020 03:00 | 0 | 0 | 0 | 17.899 | 78.006 | 4.6568 | 1005.84
07/12/2020 04:00 | 0 | 0 | 0 | 18.809 | 57.047 | 4.2333 | 1006.12
07/12/2020 05:00 | 0 | 0 | 0 | 18.559 | 66.102 | 4.7191 | 1006.22
07/12/2020 06:00 | 0.0767 | 0 | 0.0341 | 18.552 | 54.524 | 5.4184 | 1006.22
07/12/2020 07:00 | 108.278 | 258.84 | 52.562 | 17.958 | 72.2945 | 6.417 | 1006.21
07/12/2020 08:00 | 200.78 | 73.2749 | 166.27 | 22.656 | 135.72 | 6.4858 | 1006.03
07/12/2020 09:00 | 223.1 | 0.512 | 221.49 | 21.017 | 67.054 | 7.1108 | 1005.77
07/12/2020 10:00 | 492.75 | 80.3126 | 429.25 | 23.033 | 125.52 | 7.4952 | 1005.49
07/12/2020 11:00 | 604.95 | 339.54 | 322.08 | 23.376 | 119.68 | 6.9311 | 1005.22
07/12/2020 12:00 | 431.26 | 3.3652 | 426.21 | 23.503 | 127.96 | 7.748 | 1005.02
07/12/2020 13:00 | 818.78 | 838.38 | 150.66 | 23.751 | 128 | 7.3634 | 1004.92
07/12/2020 14:00 | 668.41 | 825.9 | 94.87 | 23.581 | 134.2 | 7.1947 | 1004.85
07/12/2020 15:00 | 438.23 | 569.4659 | 128.98 | 23.335 | 124.88 | 5.582 | 1004.79
07/12/2020 16:00 | 256.31 | 532.59 | 75.473 | 22.836 | 138.17 | 5.1736 | 1004.88
07/12/2020 17:00 | 57.583 | 326.12 | 24.506 | 21.945 | 139.94 | 4.7169 | 1005.03
07/12/2020 18:00 | 0 | 0 | 0 | 20.857 | 90.858 | 4.0207 | 1005.22
07/12/2020 19:00 | 0 | 0 | 0 | 19.408 | 76.849 | 3.6919 | 1005.47
07/12/2020 20:00 | 0 | 0 | 0 | 18.479 | 23.0768 | 3.0885 | 1005.58
07/12/2020 21:00 | 0 | 0 | 0 | 18.214 | 36.163 | 2.8967 | 1005.61
07/12/2020 22:00 | 0 | 0 | 0 | 18.906 | 41.4855 | 3.3998 | 1005.57
07/12/2020 23:00 | 0 | 0 | 0 | 18.81 | 21.108 | 3.7004 | 1005.62
08/12/2020 00:00 | 0 | 0 | 0 | 17.963 | 180.868 | 3.704 | 1005.73
08/12/2020 01:00 | 0 | 0 | 0 | 17.658 | 30.2048 | 3.6963 | 1005.81
08/12/2020 02:00 | 0 | 0 | 0 | 17.644 | 30.661 | 4.4813 | 1006.03
08/12/2020 03:00 | 0 | 0 | 0 | 17.762 | 50.762 | 4.7897 | 1006.3
08/12/2020 04:00 | 0 | 0 | 0 | 17.378 | 48.338 | 4.2072 | 1006.55
08/12/2020 05:00 | 0 | 0 | 0 | 17.002 | 94.204 | 3.6437 | 1006.72
08/12/2020 06:00 | 0.0107 | 0 | 0.1621 | 17.367 | 200.38 | 3.6755 | 1006.81
08/12/2020 07:00 | 131.26 | 468.59 | 38.502 | 18.204 | 176.23 | 4.5166 | 1006.77
08/12/2020 08:00 | 341.11 | 681.91 | 57.708 | 22.676 | 229.61 | 3.7059 | 1006.61
08/12/2020 09:00 | 576.7 | 762.72 | 116.86 | 24.108 | 240.22 | 3.6816 | 1006.33
08/12/2020 10:00 | 699.05 | 817 | 95.29 | 24.079 | 206.84 | 3.5221 | 1005.85
08/12/2020 11:00 | 719.74 | 705.57 | 140.02 | 23.783 | 183.71 | 3.2214 | 1005.21
08/12/2020 12:00 | 705.19 | 623.94 | 179.07 | 23.861 | 208 | 4.3588 | 1004.57
08/12/2020 13:00 | 728.64 | 665.22 | 194.74 | 24.431 | 202.83 | 4.2894 | 1003.93
08/12/2020 14:00 | 296.2 | 96.6611 | 224.67 | 23.506 | 229.33 | 4.539 | 1003.24
08/12/2020 15:00 | 156.37 | 8.1671 | 149.43 | 23.28 | 215.69 | 4.7182 | 1002.74
08/12/2020 16:00 | 113.611 | 106.8087 | 77.769 | 23.064 | 214.46 | 5.6427 | 1002.55
08/12/2020 17:00 | 22.26 | 0.0286 | 21.823 | 22.389 | 262.23 | 5.5444 | 1002.35
08/12/2020 18:00 | 0 | 0 | 0 | 21.612 | 142.79 | 4.2906 | 1002.34
08/12/2020 19:00 | 0 | 0.318 | 0 | 21.222 | 44.3459 | 5.3842 | 1002.36
08/12/2020 20:00 | 0 | 0 | 0 | 21.688 | 190.42 | 5.4769 | 1002.22
08/12/2020 21:00 | 0 | 0 | 0 | 21.188 | 94.804 | 5.4364 | 1002.04
08/12/2020 22:00 | 0 | 0 | 0 | 21.054 | 137.89 | 6.3413 | 1001.83
08/12/2020 23:00 | 0 | 0 | 0 | 21.094 | 155.86 | 6.5312 | 1001.72
09/12/2020 00:00 | 0 | 0 | 0 | 20.405 | 35.325 | 6.3581 | 1001.72
09/12/2020 01:00 | 0 | 0 | 0 | 19.839 | 242.879 | 5.8063 | 1001.74
09/12/2020 02:00 | 0 | 0 | 0 | 19.106 | 120.117 | 5.8781 | 1001.86
09/12/2020 03:00 | 0 | 0 | 0 | 19.262 | 39.266 | 5.3925 | 1001.98
09/12/2020 04:00 | 0 | 0 | 0 | 18.386 | 42.012 | 5.6693 | 1002.07
09/12/2020 05:00 | 0 | 0 | 0 | 17.874 | 44.571 | 4.9484 | 1002.07
09/12/2020 06:00 | 0.3033 | 0 | 0.1009 | 18.482 | 44.757 | 5.6178 | 1001.9
09/12/2020 07:00 | 137.77 | 496.74 | 38.102 | 19.579 | 54.022 | 6.3264 | 1001.76
09/12/2020 08:00 | 352.08 | 703.69 | 56.469 | 22.605 | 124.28 | 5.3569 | 1001.52
09/12/2020 09:00 | 543.21 | 774.82 | 72.953 | 23.342 | 125.57 | 5.5487 | 1001.28
09/12/2020 10:00 | 578.89 | 392.6624 | 284.4 | 23.613 | 130.31 | 5.9175 | 1001.02
09/12/2020 11:00 | 460.08 | 201.971 | 287.95 | 23.667 | 126.06 | 5.2449 | 1000.74
09/12/2020 12:00 | 473.93 | 80.435 | 402.45 | 23.85 | 124.98 | 5.1572 | 1000.4
09/12/2020 13:00 | 300.64 | 3.2052 | 297.4 | 23.744 | 127.5 | 5.451 | 1000.13
09/12/2020 14:00 | 174.95 | 0.3392 | 175.33 | 22.889 | 129.09 | 6.1239 | 1000.03
09/12/2020 15:00 | 149.75 | 0.3583 | 150.29 | 22.787 | 123.53 | 5.9828 | 999.949
09/12/2020 16:00 | 88.16 | 0.318 | 88.44 | 22.82 | 113.52 | 5.6889 | 1000.15
09/12/2020 17:00 | 30.509 | 0.441 | 29.929 | 22.588 | 107.24 | 5.391 | 1000.5
09/12/2020 18:00 | 0 | 0 | 0 | 22.322 | 102.683 | 5.7672 | 1000.94
09/12/2020 19:00 | 0 | 0 | 0 | 21.644 | 237.63 | 5.2026 | 1001.34
09/12/2020 20:00 | 0 | 0 | 0 | 21.499 | 144.238 | 5.5268 | 1001.51
09/12/2020 21:00 | 0 | 0 | 0 | 21.354 | 105.845 | 5.6767 | 1001.33
09/12/2020 22:00 | 0 | 0 | 0 | 21.335 | 213.35 | 4.5884 | 1000.92
09/12/2020 23:00 | 0 | 0 | 0 | 20.895 | 163.88 | 4.5044 | 1000.8
10/12/2020 00:00 | 0 | 0 | 0 | 20.537 | 116.726 | 4.7604 | 1000.78
10/12/2020 01:00 | 0 | 0 | 0 | 19.616 | 87.13 | 4.2084 | 1000.78
10/12/2020 02:00 | 0 | 0 | 0 | 19.059 | 28.7016 | 5.0905 | 1000.65
10/12/2020 03:00 | 0 | 0 | 0 | 18.58 | 42.8428 | 5.144 | 1000.52
10/12/2020 04:00 | 0 | 0 | 0 | 18.272 | 66.1235 | 4.2007 | 1000.56
10/12/2020 05:00 | 0 | 0.0913 | 0 | 18.726 | 30.208 | 4.3417 | 1000.43
10/12/2020 06:00 | 0.6811 | 0.186 | 0.216 | 19.074 | 54.9707 | 4.1774 | 1000.14
10/12/2020 07:00 | 142.59 | 501.53 | 40.39 | 19.875 | 118.937 | 4.5466 | 999.875
10/12/2020 08:00 | 357.73 | 717.88 | 52.587 | 23.464 | 142.721 | 4.0902 | 999.342
10/12/2020 09:00 | 551.14 | 805.1 | 58.41 | 25.614 | 213.728 | 4.7455 | 998.856
10/12/2020 10:00 | 506.68 | 238.9506 | 327.9 | 24.892 | 144.4 | 4.3369 | 998.353
10/12/2020 11:00 | 605.93 | 356.947 | 307.63 | 24.546 | 133.37 | 4.7407 | 997.884
10/12/2020 12:00 | 544.79 | 271.3307 | 314.22 | 24.472 | 145.49 | 4.7122 | 997.717
10/12/2020 13:00 | 471.5 | 133.996 | 362.31 | 24.465 | 197.82 | 4.4482 | 997.44
10/12/2020 14:00 | 360.64 | 6.1921 | 355.45 | 25.054 | 198.8 | 5.2441 | 997.423
10/12/2020 15:00 | 534.15 | 707.73 | 146.34 | 25.102 | 164.72 | 5.5042 | 998.047
10/12/2020 16:00 | 294 | 595.17 | 89.47 | 25.117 | 224.89 | 5.9056 | 998.6
10/12/2020 17:00 | 48.976 | 122.4112 | 36.834 | 24.146 | 247.15 | 6.4199 | 998.893
10/12/2020 18:00 | 0 | 0 | 0 | 22.497 | 74.697 | 4.8615 | 999.22
10/12/2020 19:00 | 0 | 0 | 0 | 20.946 | 97.7495 | 4.5562 | 999.434
10/12/2020 20:00 | 0 | 0 | 0 | 19.761 | 85.444 | 3.7037 | 999.449
10/12/2020 21:00 | 0 | 0 | 0 | 18.931 | 37.583 | 3.7887 | 999.518
10/12/2020 22:00 | 0 | 0 | 0 | 18.978 | 30.87 | 4.0876 | 999.419
10/12/2020 23:00 | 0 | 0 | 0 | 19.236 | 76.607 | 4.255 | 999.508
11/12/2020 00:00 | 0 | 0 | 0 | 18.829 | 247.73 | 5.0364 | 999.717
11/12/2020 01:00 | 0 | 0 | 0 | 19.104 | 207.885 | 5.693 | 1000.2
11/12/2020 02:00 | 0 | 0 | 0 | 19.513 | 214.522 | 7.5319 | 1001.05
11/12/2020 03:00 | 0 | 0 | 0 | 18.265 | 78.963 | 7.6546 | 1001.9
11/12/2020 04:00 | 0 | 0 | 0 | 17.846 | 135.455 | 7.9229 | 1002.67
11/12/2020 05:00 | 0 | 0.318 | 0 | 18.402 | 117.138 | 7.0899 | 1003.23
11/12/2020 06:00 | 0.5397 | 0.1638 | 0.463 | 18.956 | 138.1245 | 7.1763 | 1003.71
11/12/2020 07:00 | 141.59 | 497.06 | 37.634 | 19.167 | 28.1572 | 7.0536 | 1003.85
11/12/2020 08:00 | 358.08 | 702.69 | 55.198 | 24.05 | 134.5553 | 6.5517 | 1003.86
11/12/2020 09:00 | 551.53 | 777.73 | 73.692 | 25.927 | 193.3 | 5.9501 | 1003.9
11/12/2020 10:00 | 704.66 | 816 | 92.06 | 25.649 | 148.03 | 5.6221 | 1003.92
11/12/2020 11:00 | 793.14 | 842.7 | 93.46 | 25.285 | 161.51 | 5.1395 | 1003.97
11/12/2020 12:00 | 821.4 | 828.2 | 118.72 | 25.262 | 174.23 | 3.8827 | 1003.88
11/12/2020 13:00 | 787.1 | 803.66 | 136.57 | 24.995 | 159.71 | 4.0114 | 1003.85
11/12/2020 14:00 | 488.23 | 138.1016 | 384.69 | 25.057 | 201.37 | 4.1533 | 1003.89
11/12/2020 15:00 | 459.31 | 483.519 | 189.76 | 24.835 | 166.79 | 3.392 | 1003.78
11/12/2020 16:00 | 279.04 | 279.059 | 182.33 | 24.234 | 147.81 | 4.4355 | 1003.73
11/12/2020 17:00 | 57.819 | 250.31 | 30.471 | 23.575 | 135.96 | 3.6671 | 1003.92
11/12/2020 18:00 | 0 | 0 | 0 | 22.048 | 29.445 | 3.99 | 1004.08
11/12/2020 19:00 | 0.1088 | 0.318 | 0 | 21.486 | 32.843 | 3.5123 | 1004.15
11/12/2020 20:00 | 0 | 0 | 0 | 20.379 | 152.179 | 3.8775 | 1004.04
11/12/2020 21:00 | 0 | 0 | 0 | 19.324 | 47.263 | 4.8084 | 1003.84
11/12/2020 22:00 | 0 | 0 | 0 | 18.563 | 69.737 | 5.5784 | 1003.59
11/12/2020 23:00 | 0 | 0 | 0 | 18.127 | 62.241 | 5.4996 | 1003.65
12/12/2020 00:00 | 0 | 0 | 0 | 18.137 | 79.899 | 5.8317 | 1004.01
12/12/2020 01:00 | 0 | 0 | 0 | 17.638 | 112.935 | 7.7012 | 1003.69
12/12/2020 02:00 | 0 | 0 | 0 | 18.284 | 39.793 | 8.0254 | 1003.23
12/12/2020 03:00 | 0 | 0 | 0 | 19.047 | 40.636 | 7.5479 | 1002.62
12/12/2020 04:00 | 0 | 0 | 0 | 18.351 | 71.318 | 6.8387 | 1003.02
12/12/2020 05:00 | 0 | 0 | 0 | 17.668 | 44.4468 | 6.9603 | 1003.26
12/12/2020 06:00 | 0.4819 | 0 | 0.5542 | 17.809 | 107.931 | 7.0884 | 1002.5
12/12/2020 07:00 | 137.2 | 444.96 | 42.392 | 19.473 | 28.436 | 6.53 | 1002.45
12/12/2020 08:00 | 344.09 | 628.96 | 71.727 | 23.786 | 165.34 | 6.6383 | 1002.31
12/12/2020 09:00 | 543.26 | 741.31 | 84.2 | 24.294 | 124.02 | 5.9702 | 1002.58
12/12/2020 10:00 | 689.43 | 796.42 | 90.35 | 25.473 | 83.002 | 5.1563 | 1002.78
12/12/2020 11:00 | 776.38 | 812.6 | 99.21 | 25.067 | 171.72 | 5.4688 | 1003.02
12/12/2020 12:00 | 803.95 | 788.78 | 131.77 | 24.964 | 182.5 | 6.1303 | 1003.23
12/12/2020 13:00 | 343.69 | 2.8937 | 341.15 | 24.489 | 177.85 | 6.4415 | 1003.43
12/12/2020 14:00 | 134.9 | 0.3428 | 134.12 | 23.179 | 93.415 | 6.3531 | 1003.71
12/12/2020 15:00 | 172.95 | 0.318 | 172.82 | 23.071 | 134.56 | 6.4468 | 1003.58
12/12/2020 16:00 | 26.4156 | 1.4695 | 26.007 | 22.615 | 131.81 | 5.6897 | 1003.69
12/12/2020 17:00 | 7.9855 | 0.0917 | 7.3204 | 21.816 | 138.33 | 6.3404 | 1003.68
12/12/2020 18:00 | 0 | 0.0064 | 0 | 21.464 | 151.38 | 5.3384 | 1003.86
12/12/2020 19:00 | 0 | 0 | 0 | 20.95 | 140.49 | 4.9093 | 1003.86
12/12/2020 20:00 | 0 | 0 | 0 | 20.792 | 136.41 | 4.9042 | 1003.83
12/12/2020 21:00 | 0 | 0 | 0 | 21.133 | 140.24 | 4.7357 | 1003.85
12/12/2020 22:00 | 0 | 0 | 0 | 20.72 | 132 | 4.5574 | 1003.52
12/12/2020 23:00 | 0 | 0 | 0 | 20.592 | 138.91 | 4.2984 | 1003.28
13/12/2020 00:00 | 0 | 0 | 0 | 20.575 | 126.36 | 4.0955 | 1003.17
13/12/2020 01:00 | 0 | 0 | 0 | 20.142 | 130.81 | 4.6533 | 1003.02
13/12/2020 02:00 | 0 | 0 | 0 | 20.06 | 136.69 | 4.0561 | 1002.93
13/12/2020 03:00 | 0 | 0 | 0 | 18.683 | 93.913 | 4.5886 | 1002.35
13/12/2020 04:00 | 0 | 0 | 0 | 17.743 | 80.68 | 5.0869 | 1001.92
13/12/2020 05:00 | 0 | 0 | 0 | 16.907 | 68.57 | 5.2059 | 1001.22
13/12/2020 06:00 | 0.3216 | 0 | 0.3679 | 16.437 | 81.954 | 6.3948 | 999.924
13/12/2020 07:00 | 134.79 | 216.036 | 85.87 | 16.896 | 112.78 | 7.3759 | 998.481
13/12/2020 08:00 | 476.68 | 730.38 | 156.45 | 19.275 | 92.353 | 7.1573 | 996.938
13/12/2020 09:00 | 389.84 | 121.872 | 309.05 | 19.888 | 96.33 | 6.3078 | 995.975
13/12/2020 10:00 | 812.34 | 604.49 | 342.2 | 20.936 | 104.18 | 6.8222 | 995.534
13/12/2020 11:00 | 657.67 | 296.774 | 402.25 | 21.145 | 105.91 | 5.7962 | 994.651
13/12/2020 12:00 | 849.2 | 879.3 | 88.64 | 21.136 | 115.86 | 8.594 | 993.625
13/12/2020 13:00 | 806.88 | 874.8568 | 90.3908 | 21.53 | 117.06 | 6.6685 | 993.3
13/12/2020 14:00 | 687.43 | 846.2 | 76.79 | 21.259 | 119.49 | 6.7432 | 993.421
13/12/2020 15:00 | 515.42 | 793.82 | 68.916 | 21.146 | 118.68 | 8.6851 | 994.045
13/12/2020 16:00 | 294.29 | 645.81 | 64.333 | 20.532 | 116.61 | 9.1624 | 995.185
13/12/2020 17:00 | 61.337 | 213.504 | 35.726 | 19.642 | 110.1 | 8.8157 | 996.155
13/12/2020 18:00 | 0 | 0 | 0 | 18.361 | 95.81 | 7.6494 | 996.811
13/12/2020 19:00 | 0 | 0.1427 | 0 | 18.188 | 102.67 | 7.2853 | 997.316
13/12/2020 20:00 | 0 | 0 | 0 | 18.005 | 88.273 | 6.5788 | 997.653
13/12/2020 21:00 | 0 | 0 | 0 | 17.62 | 81.1845 | 6.2991 | 997.875
13/12/2020 22:00 | 0 | 0 | 0 | 16.914 | 69.835 | 5.6476 | 997.945
13/12/2020 23:00 | 0 | 0 | 0 | 16.731 | 63.161 | 6.138 | 998.258
14/12/2020 00:00 | 0 | 0 | 0 | 17.475 | 112.37 | 5.8634 | 998.349
14/12/2020 01:00 | 0 | 0 | 0 | 16.702 | 68.769 | 5.2817 | 998.306
14/12/2020 02:00 | 0 | 0 | 0 | 16.847 | 54.709 | 5.8019 | 998.314
14/12/2020 03:00 | 0 | 0 | 0 | 16.374 | 73.422 | 6.0507 | 998.461
14/12/2020 04:00 | 0 | 0 | 0 | 16.523 | 99.75 | 5.7508 | 998.872
14/12/2020 05:00 | 0 | 0.1076 | 0 | 16.876 | 107.28 | 6.0154 | 999.342
14/12/2020 06:00 | 1.0087 | 0 | 0.6842 | 16.804 | 108.71 | 6.3724 | 999.432
14/12/2020 07:00 | 79.372 | 0.815 | 77.838 | 17.122 | 101.2 | 7.0262 | 999.297
14/12/2020 08:00 | 394.93 | 443.43 | 194.84 | 18.033 | 102.075 | 7.484 | 998.834
14/12/2020 09:00 | 612.03 | 644.88 | 217.01 | 19.826 | 112.67 | 7.4196 | 998.219
14/12/2020 10:00 | 605.43 | 288.55 | 388.83 | 19.805 | 115.085 | 7.4982 | 997.456
14/12/2020 11:00 | 866.3 | 538.44 | 421.8 | 20.592 | 106 | 8.1148 | 996.792
14/12/2020 12:00 | 867.03 | 827.58 | 172.14 | 21.74 | 110.58 | 8.9424 | 996.344
14/12/2020 13:00 | 823.88 | 843 | 148.81 | 22.121 | 116.48 | 8.2049 | 996.141
14/12/2020 14:00 | 693.79 | 853.9 | 91.95 | 21.85 | 118.49 | 8.44 | 995.988
14/12/2020 15:00 | 525.42 | 796.91 | 87.84 | 21.185 | 117.18 | 9.1375 | 995.892
14/12/2020 16:00 | 304.59 | 687.95 | 63.221 | 20.553 | 120.86 | 7.8242 | 995.901
14/12/2020 17:00 | 113.87 | 364.29 | 70.045 | 19.575 | 103.5 | 8.5671 | 996.042
14/12/2020 18:00 | 0 | 0 | 0 | 18.393 | 88.665 | 8.0955 | 996.308
14/12/2020 19:00 | 0 | 0.0875 | 0 | 18.56 | 91.068 | 7.8822 | 996.557
14/12/2020 20:00 | 0 | 0 | 0 | 18.52 | 99.31 | 6.714 | 996.739
14/12/2020 21:00 | 0 | 0 | 0 | 18.719 | 98.802 | 6.5491 | 996.381
14/12/2020 22:00 | 0 | 0 | 0 | 18.713 | 95.148 | 6.5365 | 995.668
14/12/2020 23:00 | 0 | 0 | 0 | 18.257 | 95.871 | 6.2929 | 995.132
15/12/2020 00:00 | 0 | 0 | 0 | 17.832 | 74.052 | 6.6513 | 994.965
15/12/2020 01:00 | 0 | 0 | 0 | 17.586 | 109.73 | 5.7515 | 994.839
15/12/2020 02:00 | 0 | 0 | 0 | 17.642 | 96.38 | 4.806 | 994.699
15/12/2020 03:00 | 0 | 0 | 0 | 17.062 | 66.786 | 4.1597 | 994.645
15/12/2020 04:00 | 0 | 0 | 0 | 17.491 | 90.837 | 4.7263 | 994.701
15/12/2020 05:00 | 0 | 0.2874 | 0 | 17.944 | 98.31 | 5.0555 | 994.651
15/12/2020 06:00 | 0.5928 | 0.0053 | 0.6083 | 17.874 | 87.615 | 5.6447 | 994.434
15/12/2020 07:00 | 80.525 | 152.905 | 45.988 | 18.183 | 83.856 | 6.9694 | 994.163
15/12/2020 08:00 | 457.63 | 753.99 | 134.7 | 20.796 | 105.82 | 7.4393 | 994.131
15/12/2020 09:00 | 659.35 | 809.4 | 160.76 | 21.813 | 116.89 | 7.2958 | 994.097
15/12/2020 10:00 | 742.75 | 868.2 | 90.31 | 21.877 | 111.23 | 6.7834 | 993.936
15/12/2020 11:00 | 828.5 | 877.9 | 100.68 | 22.546 | 113.75 | 6.8345 | 993.763
15/12/2020 12:00 | 809.96 | 556.856 | 337.49 | 22.686 | 111.91 | 7.1859 | 993.524
15/12/2020 13:00 | 884 | 856.3 | 192.77 | 22.953 | 121.125 | 6.9543 | 993.335
15/12/2020 14:00 | 642.63 | 687.75 | 153.78 | 22.422 | 111.49 | 7.9883 | 993.198
15/12/2020 15:00 | 519.24 | 747.41 | 106.32 | 22.489 | 116.65 | 6.9927 | 993.037
15/12/2020 16:00 | 195.934 | 326.9447 | 81.476 | 21.636 | 106.64 | 7.4481 | 992.969
15/12/2020 17:00 | 39.379 | 13.2029 | 37.623 | 20.588 | 109.57 | 7.8599 | 993.002
15/12/2020 18:00 | 0 | 0 | 0 | 19.6 | 97.365 | 6.9109 | 993.028
15/12/2020 19:00 | 0 | 0 | 0 | 19.61 | 105.15 | 6.8111 | 993.069
15/12/2020 20:00 | 0 | 0 | 0 | 19.8 | 101.46 | 9.5241 | 993.253
15/12/2020 21:00 | 0 | 0 | 0 | 19.452 | 112.77 | 10.5777 | 993.686
15/12/2020 22:00 | 0 | 0 | 0 | 19.383 | 112.06 | 10.309 | 993.908
15/12/2020 23:00 | 0 | 0 | 0 | 19.754 | 119.35 | 9.4619 | 994.197
16/12/2020 00:00 | 0 | 0 | 0 | 19.241 | 120.47 | 9.4204 | 994.57
16/12/2020 01:00 | 0 | 0 | 0 | 19.039 | 101.39 | 8.5417 | 994.798
16/12/2020 02:00 | 0 | 0 | 0 | 19.059 | 96.065 | 8.001 | 994.772
16/12/2020 03:00 | 0 | 0 | 0 | 18.494 | 86.666 | 7.9664 | 994.856
16/12/2020 04:00 | 0 | 0 | 0 | 19.21 | 117.45 | 7.7437 | 994.816
16/12/2020 05:00 | 0.0265 | 0.6841 | 0 | 20.254 | 114.49 | 8.095 | 994.541
16/12/2020 06:00 | 1.6535 | 0 | 1.028 | 19.611 | 136.58 | 7.8924 | 994.38
16/12/2020 07:00 | 169 | 558.25 | 48.448 | 19.111 | 105.421 | 8.7259 | 994.279
16/12/2020 08:00 | 431.78 | 717.83 | 124.62 | 21.754 | 130.05 | 10.0775 | 994.005
16/12/2020 09:00 | 591.5 | 812.8 | 81.96 | 22.264 | 116.28 | 9.2456 | 993.819
16/12/2020 10:00 | 611.86 | 574.296 | 173.94 | 23.162 | 120.74 | 9.1503 | 993.65
16/12/2020 11:00 | 788.87 | 522.264 | 348.73 | 23.605 | 110.3 | 10.3219 | 993.527
16/12/2020 12:00 | 663.43 | 230.553 | 463.13 | 23.72 | 125.15 | 10.4838 | 993.521
16/12/2020 13:00 | 529.87 | 110.939 | 441 | 24.096 | 108.66 | 10.2596 | 993.759
16/12/2020 14:00 | 303.6 | 24.7046 | 288.48 | 22.545 | 111.53 | 10.0768 | 994.564
16/12/2020 15:00 | 451.72 | 531.92 | 157.48 | 23.389 | 116.16 | 9.9694 | 995.388
16/12/2020 16:00 | 239.43 | 411.56 | 97.78 | 22.459 | 107.76 | 9.1537 | 995.999
16/12/2020 17:00 | 70.719 | 285.79 | 34.334 | 21.673 | 111.21 | 9.4055 | 996.553
16/12/2020 18:00 | 0 | 0 | 0 | 20.496 | 120.54 | 8.9317 | 997.279
16/12/2020 19:00 | 0 | 0.1378 | 0 | 20.854 | 209.69 | 7.2326 | 997.731
16/12/2020 20:00 | 0 | 0 | 0 | 19.886 | 34.581 | 7.6166 | 998.058
16/12/2020 21:00 | 0 | 0 | 0 | 18.8 | 53.683 | 8.0639 | 998.266
16/12/2020 22:00 | 0 | 0 | 0 | 17.767 | 74.962 | 7.9197 | 998.46
16/12/2020 23:00 | 0 | 0 | 0 | 16.594 | 76.576 | 6.6118 | 998.767
17/12/2020 00:00 | 0 | 0 | 0 | 16.158 | 121.573 | 6.1922 | 999.092
17/12/2020 01:00 | 0 | 0 | 0 | 15.654 | 40.774 | 5.4584 | 999.444
17/12/2020 02:00 | 0 | 0 | 0 | 15.767 | 76.3773 | 5.4463 | 1000.01
17/12/2020 03:00 | 0 | 0 | 0 | 15.617 | 70.4105 | 5.7978 | 1000.44
17/12/2020 04:00 | 0 | 0 | 0 | 15.859 | 22.099 | 6.0014 | 1000.85
17/12/2020 05:00 | 0 | 0.009 | 0 | 15.427 | 137.73 | 5.4351 | 1001.08
17/12/2020 06:00 | 1.2107 | 0 | 1.5151 | 15.841 | 115.97 | 6.6769 | 1001.14
17/12/2020 07:00 | 170.02 | 573.32 | 38.786 | 17.041 | 147.32 | 6.3176 | 1001.33
17/12/2020 08:00 | 384.98 | 760.61 | 54.4 | 22.601 | 253.77 | 6.4302 | 1001.64
17/12/2020 09:00 | 585.97 | 819.2 | 71.521 | 22.188 | 206.45 | 6.9002 | 1001.95
17/12/2020 10:00 | 739.71 | 864.3 | 77.737 | 24.073 | 224.69 | 8.7247 | 1002.1
17/12/2020 11:00 | 773.68 | 570.15 | 291.77 | 24.874 | 214.26 | 8.907 | 1002.28
17/12/2020 12:00 | 847.9 | 877.8 | 94.83 | 24.393 | 217.44 | 9.0088 | 1002.43
17/12/2020 13:00 | 798.05 | 877.1 | 82.03 | 24.873 | 193.39 | 9.2349 | 1002.69
17/12/2020 14:00 | 685.25 | 850.8 | 77.126 | 24.783 | 219.48 | 9.2291 | 1003.16
17/12/2020 15:00 | 508.14 | 792.1 | 69.248 | 25.204 | 229.69 | 8.8612 | 1003.7
17/12/2020 16:00 | 288.54 | 678 | 56.41 | 23.953 | 256 | 7.962 | 1004.45
17/12/2020 17:00 | 73.623 | 346.79 | 29.609 | 22.523 | 255.85 | 7.3769 | 1005.23
17/12/2020 18:00 | 0 | 0 | 0 | 21.453 | 296.95 | 5.6673 | 1005.85
17/12/2020 19:00 | 0 | 0 | 0 | 19.641 | 152.521 | 4.8992 | 1006.42
17/12/2020 20:00 | 0 | 0 | 0 | 19.179 | 57.241 | 4.0913 | 1006.9
17/12/2020 21:00 | 0 | 0 | 0 | 18.302 | 70.357 | 3.2214 | 1007.14
17/12/2020 22:00 | 0 | 0 | 0 | 17.725 | 115.531 | 3.3152 | 1007.18
17/12/2020 23:00 | 0 | 0 | 0 | 18.19 | 150 | 3.5469 | 1007.36
18/12/2020 00:00 | 0 | 0 | 0 | 17.52 | 109.207 | 3.4049 | 1007.78
18/12/2020 01:00 | 0 | 0 | 0 | 17.364 | 109.562 | 3.1842 | 1008.18
18/12/2020 02:00 | 0 | 0 | 0 | 16.845 | 133.632 | 4.6975 | 1008.66
18/12/2020 03:00 | 0 | 0 | 0 | 16.624 | 88.705 | 5.2546 | 1009.1
18/12/2020 04:00 | 0 | 0 | 0 | 16.475 | 102.626 | 5.3623 | 1009.71
18/12/2020 05:00 | 0 | 0 | 0 | 16.107 | 68.897 | 4.6401 | 1010.26
18/12/2020 06:00 | 1.5681 | 0 | 1.6785 | 15.842 | 100.118 | 5.3191 | 1010.46
18/12/2020 07:00 | 169.42 | 565.81 | 39.837 | 18.796 | 94.8 | 5.3903 | 1010.46
18/12/2020 08:00 | 386.57 | 756.98 | 55.022 | 24.009 | 102.532 | 5.9752 | 1010.18
18/12/2020 09:00 | 584.64 | 806.8 | 74.364 | 24.46 | 195.06 | 5.5316 | 1009.92
18/12/2020 10:00 | 743.25 | 865.7 | 78.093 | 24.903 | 177.42 | 5.636 | 1009.59
18/12/2020 11:00 | 830.3 | 876.2 | 88.8 | 25.15 | 212.58 | 5.7971 | 1009.24
18/12/2020 12:00 | 554.25 | 147.8328 | 431.82 | 24.878 | 195.71 | 5.6311 | 1008.9
18/12/2020 13:00 | 564.36 | 223.5763 | 381.98 | 24.358 | 182.24 | 5.4772 | 1008.7
18/12/2020 14:00 | 216.88 | 0 | 220.49 | 23.807 | 191.53 | 5.9641 | 1008.56
18/12/2020 15:00 | 154.32 | 0.0238 | 157.07 | 23.509 | 214.44 | 5.4351 | 1008.47
18/12/2020 16:00 | 55.21 | 0.2252 | 56.146 | 22.884 | 211.43 | 5.0342 | 1008.61
18/12/2020 17:00 | 17.285 | 2.0231 | 17.089 | 22.584 | 152.46 | 3.7549 | 1008.88
18/12/2020 18:00 | 0 | 0 | 0 | 21.82 | 47.347 | 3.8856 | 1009.21
18/12/2020 19:00 | 0 | 0 | 0 | 19.997 | 40.224 | 4.232 | 1009.65
18/12/2020 20:00 | 0 | 0 | 0 | 18.098 | 77.676 | 4.5383 | 1010.04
18/12/2020 21:00 | 0 | 0 | 0 | 17.784 | 66.274 | 4.5056 | 1010.28
18/12/2020 22:00 | 0 | 0 | 0 | 17.618 | 59.7515 | 5.0485 | 1010.29
18/12/2020 23:00 | 0 | 0 | 0 | 17.17 | 68.641 | 4.8859 | 1010.33
19/12/2020 00:00 | 0 | 0 | 0 | 17.003 | 92.524 | 4.6704 | 1010.5
19/12/2020 01:00 | 0 | 0 | 0 | 17 | 83.095 | 4.9133 | 1010.67
19/12/2020 02:00 | 0 | 0 | 0 | 16.504 | 80.855 | 4.5917 | 1010.84
19/12/2020 03:00 | 0 | 0 | 0 | 16.31 | 64.874 | 5.2929 | 1011.07
19/12/2020 04:00 | 0 | 0 | 0 | 16.194 | 73.277 | 5.1171 | 1011.38
19/12/2020 05:00 | 0 | 0 | 0 | 15.77 | 83.9105 | 5.0241 | 1011.6
19/12/2020 06:00 | 2.1385 | 0 | 1.9378 | 15.835 | 76.126 | 5.2039 | 1011.65
19/12/2020 07:00 | 170.78 | 544.91 | 42.02 | 17.988 | 56.518 | 5.4702 | 1011.53
19/12/2020 08:00 | 388.81 | 728.28 | 60.682 | 23.977 | 66.941 | 6.0685 | 1011.22
19/12/2020 09:00 | 595.14 | 820 | 71.156 | 24.09 | 120.17 | 5.6899 | 1010.89
19/12/2020 10:00 | 743.68 | 866.2 | 75.29 | 24.174 | 142.44 | 5.5812 | 1010.44
19/12/2020 11:00 | 830.2 | 887.6 | 78.142 | 24.142 | 174.73 | 6.0747 | 1009.96
19/12/2020 12:00 | 852.6 | 891.7 | 81.77 | 24.106 | 172.01 | 5.7564 | 1009.5
19/12/2020 13:00 | 804.2 | 872.7 | 84.72 | 24.301 | 164.96 | 6.2437 | 1009.03
19/12/2020 14:00 | 689.84 | 841.8 | 81.51 | 25.464 | 194.18 | 5.3405 | 1008.63
19/12/2020 15:00 | 520.58 | 776.64 | 83.5 | 24.535 | 174.96 | 6.2862 | 1008.29
19/12/2020 16:00 | 299.6 | 647.77 | 74.571 | 23.593 | 166.15 | 5.2288 | 1008.1
19/12/2020 17:00 | 75.809 | 303.07 | 37.798 | 22.237 | 127.23 | 4.3925 | 1008.04
19/12/2020 18:00 | 0 | 0 | 0 | 19.91 | 32.206 | 4.5187 | 1008.12
19/12/2020 19:00 | 0 | 0 | 0 | 17.857 | 44.381 | 4.5141 | 1008.25
19/12/2020 20:00 | 0 | 0 | 0 | 17.611 | 30.434 | 4.6246 | 1008.14
19/12/2020 21:00 | 0 | 0 | 0 | 16.999 | 109.076 | 5.3936 | 1007.97
19/12/2020 22:00 | 0 | 0 | 0 | 16.759 | 32.688 | 5.2746 | 1007.74
19/12/2020 23:00 | 0 | 0 | 0 | 16.813 | 60.205 | 5.582 | 1007.59
20/12/2020 00:00 | 0 | 0 | 0 | 16.669 | 21.488 | 5.0623 | 1007.46
20/12/2020 01:00 | 0 | 0 | 0 | 16.676 | 25.0926 | 5.1314 | 1007.32
20/12/2020 02:00 | 0 | 0 | 0 | 16.777 | 41.7461 | 5.1274 | 1007.22
20/12/2020 03:00 | 0 | 0 | 0 | 16.77 | 34.093 | 4.6886 | 1007.15
20/12/2020 04:00 | 0 | 0 | 0 | 18.645 | 38.657 | 5.5411 | 1007.02
20/12/2020 05:00 | 0 | 0.318 | 0 | 18.941 | 38.128 | 4.8171 | 1006.74
20/12/2020 06:00 | 1.7276 | 0 | 2.1834 | 18.65 | 72.0251 | 5.16 | 1006.49
20/12/2020 07:00 | 107.372 | 176.5262 | 62.95 | 20.049 | 36.026 | 5.1764 | 1005.97
20/12/2020 08:00 | 254.2 | 330.8048 | 106.94 | 23.703 | 135.69 | 6.1834 | 1005.21
20/12/2020 09:00 | 161.29 | 4.3633 | 158.88 | 22.603 | 136.54 | 6.4804 | 1004.69
20/12/2020 10:00 | 529.69 | 234.0221 | 339.29 | 23.23 | 136.58 | 7.0593 | 1003.83
20/12/2020 11:00 | 819.5 | 757.12 | 160.28 | 24.277 | 132.64 | 6.3161 | 1002.76
20/12/2020 12:00 | 767.64 | 629.181 | 212.87 | 23.892 | 124.98 | 7.5347 | 1001.98
20/12/2020 13:00 | 737.77 | 448.8076 | 360.72 | 24.05 | 133.68 | 7.1566 | 1001.28
20/12/2020 14:00 | 681.44 | 718.24 | 155.02 | 24.293 | 127.83 | 7.1843 | 1000.7
20/12/2020 15:00 | 504.86 | 699.82 | 104.88 | 23.688 | 133.52 | 7.4194 | 1000.21
20/12/2020 16:00 | 203.23 | 232.4317 | 123.72 | 22.31 | 129.77 | 7.2496 | 1000.09
20/12/2020 17:00 | 68.163 | 178.98 | 44.148 | 21.466 | 121.92 | 6.9519 | 1000.36
20/12/2020 18:00 | 0 | 0 | 0 | 20.757 | 121.95 | 5.5562 | 1000.39
20/12/2020 19:00 | 0 | 0.0058 | 0 | 20.398 | 118.51 | 6.5603 | 1000.98
20/12/2020 20:00 | 0 | 0 | 0 | 19.147 | 100.85 | 6.8242 | 1001.48
20/12/2020 21:00 | 0 | 0 | 0 | 19.034 | 95.12 | 3.948 | 1001.19
20/12/2020 22:00 | 0 | 0 | 0 | 18.703 | 91.032 | 5.5097 | 1000.47
20/12/2020 23:00 | 0 | 0 | 0 | 18.015 | 58.374 | 6.4346 | 999.988
21/12/2020 00:00 | 0 | 0 | 0 | 17.279 | 61.294 | 6.4139 | 999.706
21/12/2020 01:00 | 0 | 0 | 0 | 16.875 | 53.471 | 5.6739 | 999.513
21/12/2020 02:00 | 0 | 0 | 0 | 16.17 | 48.18 | 6.0148 | 999.448
21/12/2020 03:00 | 0 | 0 | 0 | 16.562 | 54.483 | 5.5195 | 999.377
21/12/2020 04:00 | 0 | 0 | 0 | 16.356 | 51.96 | 4.5232 | 999.496
21/12/2020 05:00 | 0 | 0.2014 | 0 | 16.183 | 44.511 | 4.9399 | 999.59
21/12/2020 06:00 | 2.5284 | 0 | 2.4657 | 16.267 | 53.73 | 5.0666 | 999.333
21/12/2020 07:00 | 177.18 | 544.73 | 46.089 | 18.922 | 64.335 | 4.6379 | 998.995
21/12/2020 08:00 | 400.9 | 749.55 | 63.436 | 21.731 | 112.65 | 4.1819 | 998.72
21/12/2020 09:00 | 607.64 | 813.1 | 80.899 | 22.822 | 117.44 | 4.03 | 998.489
21/12/2020 10:00 | 758.59 | 847.2 | 93.71 | 23.069 | 121.327 | 4.9436 | 997.767
21/12/2020 11:00 | 846.5 | 874.3 | 94.11 | 23.139 | 121.13 | 4.8906 | 996.856
21/12/2020 12:00 | 856.9 | 857.8 | 104.31 | 23.458 | 123.34 | 5.777 | 996.21
21/12/2020 13:00 | 801.83 | 809.7 | 122.71 | 23.239 | 125.09 | 6.6669 | 995.045
21/12/2020 14:00 | 708.93 | 738.49 | 165.12 | 23.115 | 118.6 | 6.93 | 994.834
21/12/2020 15:00 | 533.36 | 689.44 | 139.18 | 22.532 | 120.18 | 5.7894 | 994.055
21/12/2020 16:00 | 287.65 | 587.29 | 80.699 | 21.602 | 111.747 | 6.5927 | 993.325
21/12/2020 17:00 | 72.312 | 267.41 | 35.559 | 20.476 | 111.8 | 7.0877 | 993.092
21/12/2020 18:00 | 0 | 0 | 0 | 19.013 | 90.62 | 9.5029 | 993.828
21/12/2020 19:00 | 0 | 0 | 0 | 18.162 | 92.68 | 10.5348 | 994.8
21/12/2020 20:00 | 0 | 0 | 0 | 18.072 | 81.32 | 10.4233 | 995.791
21/12/2020 21:00 | 0 | 0 | 0 | 17.94 | 76.966 | 10.2578 | 996.435
21/12/2020 22:00 | 0 | 0 | 0 | 17.504 | 62.327 | 9.7049 | 996.914
21/12/2020 23:00 | 0 | 0 | 0 | 17.232 | 58.148 | 8.841 | 997.428
22/12/2020 00:00 | 0 | 0 | 0 | 17.761 | 87.203 | 8.7647 | 998.067
22/12/2020 01:00 | 0 | 0 | 0 | 18.086 | 80.271 | 8.5925 | 998.429
22/12/2020 02:00 | 0 | 0 | 0 | 17.721 | 60.32 | 7.0442 | 998.542
22/12/2020 03:00 | 0 | 0 | 0 | 15.803 | 60.471 | 5.4587 | 998.595
22/12/2020 04:00 | 0 | 0 | 0 | 14.934 | 89.716 | 6.432 | 998.814
22/12/2020 05:00 | 0 | 0 | 0 | 15.012 | 105.042 | 6.8126 | 998.988
22/12/2020 06:00 | 3.4614 | 0.8249 | 2.442 | 17.039 | 55.042 | 6.737 | 999.151
22/12/2020 07:00 | 170.01 | 492.96 | 52.746 | 17.843 | 144.817 | 7.2258 | 999.452
22/12/2020 08:00 | 389.92 | 700.96 | 73.947 | 22.537 | 248.508 | 8.2129 | 999.521
22/12/2020 09:00 | 599.12 | 787.94 | 88.44 | 24.172 | 235.74 | 8.0793 | 999.483
22/12/2020 10:00 | 826.89 | 742.56 | 238.87 | 24.131 | 122.68 | 8.6992 | 999.335
22/12/2020 11:00 | 378.03 | 25.1883 | 356.04 | 23.525 | 106.97 | 8.7325 | 999.113
22/12/2020 12:00 | 369.02 | 13.1613 | 356.98 | 23.291 | 108.99 | 9.6435 | 998.85
22/12/2020 13:00 | 307.46 | 0.6063 | 308.69 | 23.084 | 110 | 9.5768 | 998.72
22/12/2020 14:00 | 201.86 | 0.3736 | 203.26 | 22.94 | 111.67 | 9.3998 | 998.511
22/12/2020 15:00 | 195.76 | 0.3354 | 197.79 | 22.668 | 105.12 | 9.8991 | 998.651
22/12/2020 16:00 | 138.18 | 26.362 | 130.1 | 22.16 | 108.78 | 9.1749 | 999.006
22/12/2020 17:00 | 24.659 | 1.2075 | 24.879 | 20.981 | 119.25 | 8.1372 | 999.416
22/12/2020 18:00 | 0 | 0 | 0 | 19.52 | 112.31 | 7.3385 | 1000.02
22/12/2020 19:00 | 0 | 0 | 0 | 17.944 | 74.605 | 5.3361 | 1000.52
22/12/2020 20:00 | 0 | 0 | 0 | 16.724 | 55.604 | 5.1494 | 1000.9
22/12/2020 21:00 | 0 | 0 | 0 | 19.574 | 79.656 | 4.7998 | 1001.03
22/12/2020 22:00 | 0 | 0 | 0 | 19.837 | 96.65 | 5.6181 | 1001.07
22/12/2020 23:00 | 0 | 0 | 0 | 20.185 | 110.28 | 6.4184 | 1001.16
23/12/2020 00:00 | 0 | 0 | 0 | 19.538 | 109.15 | 6.5983 | 1001.24
23/12/2020 01:00 | 0 | 0 | 0 | 17.112 | 81.572 | 6.956 | 1001.59
23/12/2020 02:00 | 0 | 0 | 0 | 15.913 | 212.9 | 6.676 | 1002.12
23/12/2020 03:00 | 0 | 0 | 0 | 17.358 | 67.709 | 7.3982 | 1002.8
23/12/2020 04:00 | 0 | 0 | 0 | 15.416 | 219.86 | 6.9629 | 1003.23
23/12/2020 05:00 | 0 | 0 | 0 | 16.431 | 89.1003 | 7.8391 | 1003.64
23/12/2020 06:00 | 3.3693 | 0 | 3.3777 | 14.918 | 108.307 | 8.1105 | 1003.98
23/12/2020 07:00 | 174.8 | 508.73 | 49.568 | 17.41 | 92.422 | 8.2416 | 1004.19
23/12/2020 08:00 | 395.93 | 703.76 | 73.367 | 23.779 | 82.377 | 8.6238 | 1004.29
23/12/2020 09:00 | 613.27 | 780.38 | 98.38 | 24.002 | 161.79 | 9.6479 | 1004.16
23/12/2020 10:00 | 762.29 | 680.12 | 217.69 | 23.757 | 134.7 | 10.0355 | 1003.71
23/12/2020 11:00 | 669.06 | 292.93 | 411.02 | 24.161 | 123.14 | 9.949 | 1003.35
23/12/2020 12:00 | 739.68 | 432.71 | 356.99 | 24.343 | 126.05 | 8.9186 | 1003.01
23/12/2020 13:00 | 589.46 | 291.38 | 343.17 | 23.986 | 138.17 | 8.8009 | 1002.75
23/12/2020 14:00 | 432.94 | 272.684 | 226.28 | 23.741 | 121.13 | 8.6902 | 1002.87
23/12/2020 15:00 | 370.21 | 407.48 | 134.83 | 23.525 | 124.62 | 8.3729 | 1002.93
23/12/2020 16:00 | 288.69 | 600.39 | 76.523 | 23.081 | 122.14 | 8.2845 | 1002.93
23/12/2020 17:00 | 71.139 | 262.07 | 35.006 | 21.705 | 108.74 | 7.1812 | 1003.1
23/12/2020 18:00 | 0 | 0 | 0 | 20.073 | 106.66 | 5.6564 | 1003.32
23/12/2020 19:00 | 0 | 0.0298 | 0 | 19.531 | 95.58 | 5.9621 | 1003.61
23/12/2020 20:00 | 0 | 0 | 0 | 19.191 | 76.598 | 5.5714 | 1003.47
23/12/2020 21:00 | 0 | 0 | 0 | 17.718 | 51.914 | 5.6231 | 1003.27
23/12/2020 22:00 | 0 | 0 | 0 | 16.99 | 78.985 | 4.9226 | 1002.83
23/12/2020 23:00 | 0 | 0 | 0 | 17.034 | 50.844 | 4.8794 | 1002.41
24/12/2020 00:00 | 0 | 0 | 0 | 16.133 | 159.627 | 5.4542 | 1002.2
24/12/2020 01:00 | 0 | 0 | 0 | 15.638 | 88.978 | 5.5511 | 1001.53
24/12/2020 02:00 | 0 | 0 | 0 | 16.508 | 50.017 | 5.0379 | 1000.61
24/12/2020 03:00 | 0 | 0 | 0 | 17.143 | 48.974 | 5.252 | 999.628
24/12/2020 04:00 | 0 | 0 | 0 | 18.239 | 80.326 | 6.0766 | 998.76
24/12/2020 05:00 | 0 | 0 | 0 | 15.824 | 82.568 | 6.6509 | 998.164
24/12/2020 06:00 | 3.7533 | 0 | 3.9326 | 14.925 | 157.178 | 6.5035 | 997.585
24/12/2020 07:00 | 182.51 | 529.49 | 50.801 | 19.354 | 80.958 | 7.2329 | 997.176
24/12/2020 08:00 | 408.24 | 717.43 | 69.736 | 22.311 | 111.85 | 8.048 | 997.085
24/12/2020 09:00 | 610.49 | 776.11 | 85.36 | 23.733 | 119.021 | 10.8111 | 996.945
24/12/2020 10:00 | 766.81 | 837.7 | 86.5 | 23.711 | 122.19 | 11.0241 | 996.577
24/12/2020 11:00 | 853.4 | 867.5 | 85.35 | 23.971 | 124.86 | 11.5693 | 996.357
24/12/2020 12:00 | 541.4 | 59.2661 | 485.96 | 23.061 | 119.75 | 11.9984 | 996.375
24/12/2020 13:00 | 823 | 854 | 89.69 | 23.541 | 124.54 | 11.9132 | 996.551
24/12/2020 14:00 | 709.43 | 827.4 | 86.17 | 24.012 | 126.39 | 9.7844 | 996.716
24/12/2020 15:00 | 526.75 | 764.71 | 79.543 | 23.512 | 127.64 | 8.5086 | 996.614
24/12/2020 16:00 | 303.83 | 636.7 | 75.576 | 22.93 | 121.44 | 7.0678 | 996.521
24/12/2020 17:00 | 41.897 | 44.9338 | 36.379 | 20.415 | 107.56 | 6.4618 | 996.214
24/12/2020 18:00 | 0 | 0 | 0 | 19.988 | 113.92 | 7.0777 | 995.954
24/12/2020 19:00 | 0.0384 | 0.1309 | 0 | 18.465 | 94.535 | 7.3726 | 995.93
24/12/2020 20:00 | 0 | 0 | 0 | 18.905 | 93.895 | 5.6306 | 995.55
24/12/2020 21:00 | 0 | 0 | 0 | 18.837 | 105.0348 | 5.2529 | 994.865
24/12/2020 22:00 | 0 | 0 | 0 | 17.792 | 94.57 | 5.8364 | 993.932
24/12/2020 23:00 | 0 | 0 | 0 | 17.509 | 105.68 | 7.0655 | 993.063
25/12/2020 00:00 | 0 | 0 | 0 | 17.499 | 106.1 | 8.0266 | 992.365
25/12/2020 01:00 | 0 | 0 | 0 | 17.609 | 65.569 | 6.9311 | 991.885
25/12/2020 02:00 | 0 | 0 | 0 | 18.096 | 106.18 | 6.5071 | 991.198
25/12/2020 03:00 | 0 | 0 | 0 | 18.193 | 95.88 | 7.0639 | 989.909
25/12/2020 04:00 | 0 | 0 | 0 | 18.661 | 101.2 | 8.3308 | 989.298
25/12/2020 05:00 | 0.1958 | 0 | 0 | 18.201 | 80.831 | 9.8032 | 989.359
25/12/2020 06:00 | 1.5234 | 0.779 | 0.3658 | 18.852 | 112.51 | 10.1322 | 988.595
25/12/2020 07:00 | 127.46 | 27.9443 | 117.47 | 19.121 | 108.04 | 10.6499 | 988.08
25/12/2020 08:00 | 169.9 | 12.8801 | 161.08 | 19.483 | 113.51 | 10.0565 | 987.273
25/12/2020 09:00 | 220.02 | 2.6847 | 217.38 | 20.634 | 103.32 | 11.6576 | 986.793
25/12/2020 10:00 | 374.39 | 16.7411 | 358.38 | 21.476 | 107.98 | 12.5084 | 986.608
25/12/2020 11:00 | 207.47 | 0.2247 | 205.71 | 20.855 | 111.8 | 11.8009 | 986.778
25/12/2020 12:00 | 609.39 | 177.3381 | 449.51 | 22.249 | 114.85 | 10.7939 | 986.895
25/12/2020 13:00 | 182.25 | 1.0774 | 179.5 | 20.963 | 117.51 | 10.3681 | 987.581
25/12/2020 14:00 | 148.54 | 0.388 | 146.58 | 21.765 | 118.83 | 10.3808 | 988.533
25/12/2020 15:00 | 101.448 | 0.3043 | 101.074 | 20.459 | 114.68 | 9.8128 | 989.123
25/12/2020 16:00 | 65.184 | 1.4391 | 63.461 | 20.689 | 112.11 | 8.9025 | 989.424
25/12/2020 17:00 | 14.298 | 1.2371 | 12.3016 | 20.143 | 117.36 | 8.5995 | 989.937
25/12/2020 18:00 | 0 | 0.034 | 0 | 19.311 | 107.39 | 8.2441 | 991.021
25/12/2020 19:00 | 0 | 0.0954 | 0 | 19.645 | 103.77 | 8.5936 | 992.395
25/12/2020 20:00 | 0 | 0 | 0 | 19.736 | 100.05 | 7.6179 | 993.358
25/12/2020 21:00 | 0 | 0 | 0 | 20.084 | 103.08 | 8.0079 | 993.897
25/12/2020 22:00 | 0 | 0 | 0 | 20.083 | 106.6 | 8.4834 | 994.358
25/12/2020 23:00 | 0 | 0 | 0 | 20.192 | 96.6046 | 7.9826 | 994.919
26/12/2020 00:00 | 0 | 0 | 0 | 20.62 | 96.6524 | 7.1218 | 995.82
26/12/2020 01:00 | 0 | 0 | 0 | 20.131 | 109.38 | 7.2545 | 996.373
26/12/2020 02:00 | 0 | 0 | 0 | 20.45 | 113.91 | 7.2259 | 997.101
26/12/2020 03:00 | 0 | 0 | 0 | 20.224 | 104.9012 | 7.4985 | 997.716
26/12/2020 04:00 | 0 | 0 | 0 | 20.213 | 104.4689 | 6.0107 | 998.344
26/12/2020 05:00 | 0 | 0.0578 | 0 | 20.382 | 107.61 | 6.1668 | 998.96
26/12/2020 06:00 | 1.3959 | 0.1749 | 0.1877 | 20.303 | 101.285 | 6.0571 | 999.328
26/12/2020 07:00 | 36.693 | 0.0047 | 35.628 | 20.318 | 109.25 | 7.3509 | 999.358
26/12/2020 08:00 | 58.277 | 0.317 | 56.957 | 20.507 | 108.28 | 9.0434 | 999.154
26/12/2020 09:00 | 67.713 | 0.1182 | 66.584 | 19.984 | 109.05 | 10.1805 | 999.673
26/12/2020 10:00 | 42.306 | 0.3255 | 41.169 | 19.675 | 108.17 | 9.6055 | 1000.29
26/12/2020 11:00 | 420.29 | 15.0834 | 397.33 | 20.674 | 107.067 | 9.4737 | 1000.87
26/12/2020 12:00 | 843.34 | 235.202 | 634.73 | 21.399 | 109.03 | 9.7509 | 1001.39
26/12/2020 13:00 | 526.46 | 73.9671 | 461.32 | 20.985 | 110 | 8.8637 | 1001.84
26/12/2020 14:00 | 827.38 | 707.44 | 307.13 | 22.865 | 121.14 | 8.2813 | 1002.2
26/12/2020 15:00 | 214.42 | 0.2327 | 215.08 | 22.237 | 129.76 | 8.846 | 1002.15
26/12/2020 16:00 | 80.641 | 0.1749 | 80.373 | 21.067 | 119.46 | 8.4829 | 1002.25
26/12/2020 17:00 | 105.977 | 161.0746 | 87.04 | 21.725 | 105.02 | 7.6761 | 1002.48
26/12/2020 18:00 | 0.1025 | 0.2804 | 0 | 21.371 | 107.7479 | 6.3488 | 1002.58
26/12/2020 19:00 | 0 | 0 | 0 | 20.85 | 115.6 | 8.2637 | 1002.93
26/12/2020 20:00 | 0 | 0 | 0 | 20.679 | 104.8 | 7.6282 | 1003.1
26/12/2020 21:00 | 0 | 0 | 0 | 20.395 | 115.62 | 8.2274 | 1003.15
26/12/2020 22:00 | 0 | 0 | 0 | 20.637 | 85.1768 | 8.2516 | 1003.21
26/12/2020 23:00 | 0 | 0 | 0 | 20.793 | 104.76 | 8.1129 | 1003.36
27/12/2020 00:00 | 0 | 0 | 0 | 20.602 | 111.563 | 8.6669 | 1003.48
27/12/2020 01:00 | 0 | 0 | 0 | 19.635 | 101.188 | 8.1092 | 1003.42
27/12/2020 02:00 | 0 | 0 | 0 | 19.582 | 107.564 | 8.2259 | 1003.39
27/12/2020 03:00 | 0 | 0 | 0 | 19.589 | 121.48 | 7.6191 | 1003.71
27/12/2020 04:00 | 0 | 0 | 0 | 19.399 | 235.73 | 7.9416 | 1004.16
27/12/2020 05:00 | 0 | 0 | 0 | 19.148 | 110.518 | 8.3701 | 1004.38
27/12/2020 06:00 | 3.0383 | 0.1267 | 2.3024 | 19.077 | 62.1051 | 8.3155 | 1004.36
27/12/2020 07:00 | 51.595 | 0.5952 | 50.523 | 20.519 | 88.162 | 8.0702 | 1004.11
27/12/2020 08:00 | 225.66 | 57.6239 | 196.46 | 21.642 | 114.69 | 7.6251 | 1003.71
27/12/2020 09:00 | 152.71 | 0.1664 | 150.38 | 22.286 | 116.5 | 7.6897 | 1003.15
27/12/2020 10:00 | 538.58 | 160.363 | 406.14 | 23.217 | 118.57 | 7.9601 | 1002.51
27/12/2020 11:00 | 333.89 | 0.1023 | 332.01 | 23.036 | 113.18 | 8.4857 | 1001.86
27/12/2020 12:00 | 384.27 | 5.7761 | 376.06 | 23.747 | 121.74 | 9.1823 | 1001.05
27/12/2020 13:00 | 838.75 | 461.9 | 448.07 | 25.711 | 112.495 | 9.519 | 1000.01
27/12/2020 14:00 | 381.72 | 148.8895 | 272.54 | 26.448 | 128.26 | 9.4406 | 999.354
27/12/2020 15:00 | 649.46 | 708.17 | 243.01 | 26.112 | 132.16 | 9.8232 | 999.033
27/12/2020 16:00 | 204.68 | 285.11 | 101.97 | 25.505 | 122.401 | 8.2476 | 998.814
27/12/2020 17:00 | 39.262 | 3.3719 | 40.316 | 23.578 | 134.95 | 7.8037 | 998.606
27/12/2020 18:00 | 0 | 0 | 0 | 21.794 | 107.85 | 6.3689 | 998.482
27/12/2020 19:00 | 0 | 0.2311 | 0 | 21.692 | 98.488 | 7.2835 | 998.406
27/12/2020 20:00 | 0 | 0 | 0 | 21.431 | 233.81 | 7.4107 | 998.181
27/12/2020 21:00 | 0 | 0 | 0 | 21.715 | 106.2147 | 7.5568 | 997.591
27/12/2020 22:00 | 0 | 0 | 0 | 21.843 | 238.94 | 8.3498 | 996.88
27/12/2020 23:00 | 0 | 0 | 0 | 21.786 | 107.38 | 7.7685 | 996.263
28/12/2020 00:00 | 0 | 0 | 0 | 21.217 | 100.55 | 8.5206 | 995.756
28/12/2020 01:00 | 0 | 0 | 0 | 20.41 | 27.746 | 7.9568 | 995.466
28/12/2020 02:00 | 0 | 0 | 0 | 20.199 | 74.6518 | 7.9415 | 995.417
28/12/2020 03:00 | 0 | 0 | 0 | 20.365 | 125.61 | 6.6341 | 995.453
28/12/2020 04:00 | 0 | 0 | 0 | 21.04 | 75.5668 | 6.5987 | 995.504
28/12/2020 05:00 | 0 | 0 | 0 | 21.014 | 72.68 | 7.4304 | 995.855
28/12/2020 06:00 | 5.5689 | 0 | 5.4214 | 20.158 | 92.6044 | 8.157 | 996.426
28/12/2020 07:00 | 190.96 | 523.98 | 53.205 | 22.045 | 156.06 | 7.9195 | 996.879
28/12/2020 08:00 | 416.07 | 726.62 | 69.647 | 25.192 | 147.32 | 8.0715 | 997.399
28/12/2020 09:00 | 613.5 | 788.64 | 90.72 | 26.195 | 137.22 | 7.4338 | 997.825
28/12/2020 10:00 | 772 | 792.2 | 139.73 | 26.807 | 230.07 | 7.3445 | 998.379
28/12/2020 11:00 | 859.1 | 835.4 | 132.7 | 26.754 | 243.99 | 6.7305 | 998.673
28/12/2020 12:00 | 711.9 | 443.416 | 317.36 | 25.558 | 241.93 | 5.6767 | 998.657
28/12/2020 13:00 | 591.54 | 100.5483 | 508.27 | 26.071 | 216.2 | 4.3617 | 998.625
28/12/2020 14:00 | 198.47 | 0 | 202.34 | 24.822 | 209.4 | 3.797 | 998.778
28/12/2020 15:00 | 176.19 | 0.5774 | 178.21 | 24.312 | 226.48 | 4.8522 | 998.978
28/12/2020 16:00 | 80.521 | 0 | 82.41 | 23.778 | 233.86 | 4.6954 | 999.647
28/12/2020 17:00 | 7.3041 | 0.0021 | 7.6307 | 23.318 | 280.19 | 4.769 | 1000.38
28/12/2020 18:00 | 0 | 0 | 0 | 22.393 | 152.599 | 4.7386 | 1000.97
28/12/2020 19:00 | 0 | 0.318 | 0 | 21.932 | 148.331 | 4.7009 | 1001.54
28/12/2020 20:00 | 0 | 0 | 0 | 21.663 | 144.67 | 5.5228 | 1002.01
28/12/2020 21:00 | 0 | 0 | 0 | 21.473 | 116.586 | 5.6881 | 1002.25
28/12/2020 22:00 | 0 | 0 | 0 | 21.779 | 61.225 | 6.9521 | 1002.34
28/12/2020 23:00 | 0 | 0 | 0 | 20.829 | 71.901 | 6.344 | 1002.5
29/12/2020 00:00 | 0 | 0 | 0 | 19.505 | 140.677 | 7.1485 | 1002.64
29/12/2020 01:00 | 0 | 0 | 0 | 20.537 | 58.362 | 6.1956 | 1002.84
29/12/2020 02:00 | 0 | 0 | 0 | 19.813 | 128.01 | 6.6395 | 1003.4
29/12/2020 03:00 | 0 | 0 | 0 | 18.998 | 136.26 | 5.8679 | 1004.01
29/12/2020 04:00 | 0 | 0 | 0 | 19.326 | 79.66 | 5.9834 | 1004.64
29/12/2020 05:00 | 0 | 0 | 0 | 18.089 | 91.214 | 6.9789 | 1005.32
29/12/2020 06:00 | 7.3629 | 0.0734 | 6.8421 | 17.843 | 81.204 | 6.8699 | 1005.77
29/12/2020 07:00 | 198.35 | 529.72 | 56.594 | 21.174 | 115.16 | 6.5658 | 1006.16
29/12/2020 08:00 | 423.26 | 721.08 | 75.679 | 24.992 | 287.08 | 6.87 | 1006.46
29/12/2020 09:00 | 618.66 | 764.46 | 107.45 | 24.426 | 137.78 | 7.0879 | 1006.79
29/12/2020 10:00 | 779.91 | 848.8 | 100.83 | 25.562 | 148.6 | 7.1496 | 1006.91
29/12/2020 11:00 | 859.5 | 860.1 | 110.66 | 25.464 | 142.53 | 8.3907 | 1006.99
29/12/2020 12:00 | 882.4 | 856.5 | 125.72 | 26.082 | 127.31 | 8.9864 | 1007.16
29/12/2020 13:00 | 700.06 | 532.36 | 249.93 | 25.642 | 128.17 | 8.7264 | 1007.47
29/12/2020 14:00 | 573.52 | 395.9333 | 278.28 | 25.877 | 128.86 | 8.9728 | 1007.92
29/12/2020 15:00 | 548.03 | 551.714 | 227.36 | 26.109 | 134.96 | 8.1969 | 1008.28
29/12/2020 16:00 | 280.69 | 361.08 | 146.29 | 24.842 | 127.28 | 7.7334 | 1008.58
29/12/2020 17:00 | 62.563 | 110.9215 | 47.204 | 23.418 | 123.38 | 6.5483 | 1008.89
29/12/2020 18:00 | 0 | 0 | 0 | 21.578 | 108.896 | 5.4193 | 1009.08
29/12/2020 19:00 | 0 | 0 | 0 | 20.6 | 97.381 | 4.4987 | 1008.98
29/12/2020 20:00 | 0 | 0 | 0 | 19.474 | 77.057 | 4.7606 | 1008.73
29/12/2020 21:00 | 0 | 0 | 0 | 18.743 | 54.706 | 4.5723 | 1008.55
29/12/2020 22:00 | 0 | 0 | 0 | 18.22 | 51.653 | 4.8499 | 1008.21
29/12/2020 23:00 | 0 | 0 | 0 | 18.611 | 46.989 | 5.7067 | 1007.9
30/12/2020 00:00 | 0 | 0 | 0 | 18.235 | 75.27 | 5.3676 | 1007.63
30/12/2020 01:00 | 0 | 0 | 0 | 17.863 | 115.347 | 5.9059 | 1007.57
30/12/2020 02:00 | 0 | 0 | 0 | 17.2 | 134.042 | 5.61 | 1007.61
30/12/2020 03:00 | 0 | 0 | 0 | 17.861 | 56.846 | 5.574 | 1007.63
30/12/2020 04:00 | 0 | 0 | 0 | 17.789 | 82.3957 | 5.6996 | 1007.78
30/12/2020 05:00 | 0 | 0 | 0 | 18.321 | 110.864 | 5.7705 | 1007.95
30/12/2020 06:00 | 7.3507 | 0 | 7.2783 | 17.028 | 77.9452 | 5.5801 | 1007.95
30/12/2020 07:00 | 205.23 | 569.49 | 51.308 | 20.008 | 264.07 | 7.0272 | 1007.9
30/12/2020 08:00 | 435.56 | 749.01 | 67.696 | 23.518 | 276.82 | 6.8024 | 1007.79
30/12/2020 09:00 | 637.55 | 817.9 | 87.14 | 25.278 | 217.631 | 6.7012 | 1007.55
30/12/2020 10:00 | 792.99 | 841.8 | 117.04 | 25.545 | 164.87 | 6.9112 | 1007.05
30/12/2020 11:00 | 886 | 835.8 | 154.34 | 25.261 | 135.65 | 7.0297 | 1006.47
30/12/2020 12:00 | 901.3 | 831.6 | 161.51 | 25.439 | 134.58 | 7.4193 | 1005.96
30/12/2020 13:00 | 851.8 | 843.8 | 136.49 | 26.076 | 139.37 | 7.8716 | 1005.68
30/12/2020 14:00 | 728.11 | 787.41 | 140.34 | 26.409 | 132.04 | 8.1635 | 1005.68
30/12/2020 15:00 | 532.16 | 717.24 | 113.2 | 25.683 | 125.74 | 7.8588 | 1005.72
30/12/2020 16:00 | 302.23 | 560.74 | 91.13 | 24.553 | 124.06 | 8.1105 | 1005.79
30/12/2020 17:00 | 71.14 | 202.25 | 43.397 | 22.987 | 115.75 | 6.9978 | 1006.03
30/12/2020 18:00 | 0 | 0 | 0 | 21.22 | 81.021 | 7.5943 | 1006.33
30/12/2020 19:00 | 0 | 0 | 0 | 19.389 | 35.883 | 7.8083 | 1006.58
30/12/2020 20:00 | 0 | 0 | 0 | 19.566 | 53.023 | 7.6495 | 1006.66
30/12/2020 21:00 | 0 | 0 | 0 | 18.81 | 29.718 | 6.9209 | 1006.64
30/12/2020 22:00 | 0 | 0 | 0 | 18.339 | 160.196 | 6.114 | 1006.55
30/12/2020 23:00 | 0 | 0 | 0 | 18.068 | 66.187 | 5.8333 | 1006.53
31/12/2020 00:00 | 0 | 0 | 0 | 18.21 | 53.083 | 6.3843 | 1006.58
31/12/2020 01:00 | 0 | 0 | 0 | 18.614 | 39.376 | 6.1594 | 1006.61
31/12/2020 02:00 | 0 | 0 | 0 | 17.338 | 78.493 | 7.1388 | 1006.6
31/12/2020 03:00 | 0 | 0 | 0 | 17.078 | 85.058 | 6.5904 | 1006.79
31/12/2020 04:00 | 0 | 0 | 0 | 17.955 | 59.179 | 6.9068 | 1006.98
31/12/2020 05:00 | 0 | 0 | 0 | 16.814 | 107.796 | 6.6831 | 1007.07
31/12/2020 06:00 | 8.1685 | 0.1309 | 7.8286 | 17.019 | 144.821 | 6.6009 | 1006.86
31/12/2020 07:00 | 211.49 | 592.5 | 49.692 | 22.085 | 93.322 | 7.2805 | 1006.63
31/12/2020 08:00 | 441.45 | 723.54 | 80.795 | 23.691 | 103.602 | 7.3889 | 1006.38
31/12/2020 09:00 | 646.04 | 821.6 | 82.94 | 24.625 | 110.462 | 6.9522 | 1006.1
31/12/2020 10:00 | 794.43 | 860.5 | 89.78 | 24.737 | 118.86 | 7.3993 | 1005.92
31/12/2020 11:00 | 875.8 | 877.3 | 94.11 | 24.77 | 119.97 | 7.4153 | 1005.78
31/12/2020 12:00 | 890.7 | 872.9 | 100.68 | 24.574 | 116.26 | 7.0656 | 1005.68
31/12/2020 13:00 | 840.9 | 855.3 | 103.34 | 24.595 | 117.7 | 7.7178 | 1005.57
31/12/2020 14:00 | 720.02 | 811.6 | 103.47 | 24.472 | 121.46 | 8.1372 | 1005.53
31/12/2020 15:00 | 533.87 | 728.32 | 102.5 | 24.535 | 118.14 | 7.8997 | 1005.59
31/12/2020 16:00 | 306.9 | 575.82 | 88.43 | 23.717 | 115.23 | 7.6602 | 1005.68
31/12/2020 17:00 | 83.591 | 265.67 | 44.603 | 23.218 | 111.97 | 6.5394 | 1005.7
31/12/2020 18:00 | 0 | 0 | 0 | 21.824 | 109.73 | 7.2777 | 1005.86
31/12/2020 19:00 | 0 | 0.0562 | 0 | 21.464 | 109.75 | 6.9907 | 1006.07
31/12/2020 20:00 | 0 | 0 | 0 | 21.124 | 109.3 | 6.8155 | 1006.33
31/12/2020 21:00 | 0 | 0 | 0 | 21.49 | 99.8 | 5.7522 | 1006.69
31/12/2020 22:00 | 0 | 0 | 0 | 20.207 | 93.024 | 6.5925 | 1006.93
31/12/2020 23:00 | 0 | 0 | 0 | 20.416 | 90.6611 | 6.7512 | 1007.24
01/01/2021 00:00 | 0 | 0 | 0 | 19.883 | 102.79 | 5.6735 | 1007.77
01/01/2021 01:00 | 0 | 0 | 0 | 20.165 | 96.11 | 5.23 | 1008.46
01/01/2021 02:00 | 0 | 0 | 0 | 18.423 | 57.054 | 5.0338 | 1009.27
01/01/2021 03:00 | 0 | 0 | 0 | 18.435 | 75.958 | 4.5609 | 1009.9
01/01/2021 04:00 | 0 | 0 | 0 | 19.601 | 98.159 | 4.0433 | 1010.4
01/01/2021 05:00 | 0 | 0 | 0 | 19.688 | 99.84 | 4.8217 | 1010.73
01/01/2021 06:00 | 9.4469 | 0.423 | 8.3296 | 20.028 | 89.73 | 4.6944 | 1010.93
01/01/2021 07:00 | 210.26 | 540.48 | 61.635 | 21.865 | 87.87 | 4.8906 | 1011.03
01/01/2021 08:00 | 447.7 | 744.65 | 74.62 | 24.224 | 77.834 | 4.7575 | 1010.82
01/01/2021 09:00 | 651.85 | 780.33 | 107.84 | 24.123 | 114.26 | 5.4589 | 1010.68
01/01/2021 10:00 | 799.65 | 827.1 | 112.28 | 24.63 | 111.03 | 4.688 | 1010.42
01/01/2021 11:00 | 883.4 | 855.8 | 112.86 | 24.629 | 118.98 | 5.801 | 1010.25
01/01/2021 12:00 | 897 | 855.8 | 115.32 | 25.447 | 116.83 | 5.4645 | 1010.03
01/01/2021 13:00 | 844.5 | 840.4 | 113.14 | 24.866 | 122.48 | 5.5288 | 1009.72
01/01/2021 14:00 | 725.44 | 809.1 | 105.05 | 24.59 | 114 | 5.8563 | 1009.41
01/01/2021 15:00 | 539.46 | 738.14 | 98.91 | 24.32 | 113.78 | 5.2984 | 1009.2
01/01/2021 16:00 | 309.93 | 618.67 | 77.844 | 23.881 | 99.207 | 5.5045 | 1009.17
01/01/2021 17:00 | 87.394 | 335.28 | 37.122 | 22.681 | 112.55 | 4.8672 | 1009.25
01/01/2021 18:00 | 0 | 0 | 0 | 21.56 | 104.25 | 4.4163 | 1009.45
01/01/2021 19:00 | 0 | 0 | 0 | 21.095 | 110.34 | 4.7876 | 1009.53
01/01/2021 20:00 | 0 | 0 | 0 | 20.881 | 109.5 | 3.7421 | 1009.39
01/01/2021 21:00 | 0 | 0 | 0 | 20.459 | 97.432 | 4.3852 | 1009.23
01/01/2021 22:00 | 0 | 0 | 0 | 20.459 | 96.408 | 3.6679 | 1009.19
01/01/2021 23:00 | 0 | 0 | 0 | 20.516 | 97.52 | 4.2432 | 1009.14
02/01/2021 00:00 | 0 | 0 | 0 | 20.365 | 103.46 | 3.2526 | 1009.08
02/01/2021 01:00 | 0 | 0 | 0 | 20.577 | 98.81 | 3.1945 | 1009.23
02/01/2021 02:00 | 0 | 0 | 0 | 20.391 | 101.17 | 3.4864 | 1009.51
02/01/2021 03:00 | 0 | 0 | 0 | 20.259 | 106.11 | 3.7156 | 1009.7
02/01/2021 04:00 | 0 | 0 | 0 | 20.441 | 107.9 | 3.0574 | 1009.88
02/01/2021 05:00 | 0 | 0 | 0 | 19.698 | 104.68 | 3.2072 | 1010.14
02/01/2021 06:00 | 9.7381 | 0 | 9.1099 | 20.061 | 92.5422 | 3.8691 | 1010.33
02/01/2021 07:00 | 219.17 | 567.49 | 58.992 | 21.912 | 103.56 | 4.1689 | 1010.45
02/01/2021 08:00 | 459.69 | 756.8 | 69.965 | 23.179 | 102.407 | 4.3419 | 1010.55
02/01/2021 09:00 | 665.36 | 816.9 | 83.53 | 24.095 | 118.09 | 3.7745 | 1010.58
02/01/2021 10:00 | 828.3 | 834.6 | 119.11 | 24.139 | 120.84 | 3.2924 | 1010.36
02/01/2021 11:00 | 893.9 | 880.8 | 85.91 | 24.018 | 112.83 | 3.2162 | 1010.18
02/01/2021 12:00 | 906.2 | 868.5 | 95.45 | 23.575 | 115.28 | 2.8729 | 1009.96
02/01/2021 13:00 | 850.8 | 838.9 | 107.17 | 24.387 | 111.63 | 2.9628 | 1009.63
02/01/2021 14:00 | 729.19 | 805.63 | 103.22 | 24.325 | 115.02 | 3.8802 | 1009.42
02/01/2021 15:00 | 550.77 | 751.06 | 90.93 | 23.735 | 113.53 | 4.5399 | 1009.34
02/01/2021 16:00 | 319.7 | 637.87 | 76.118 | 23.383 | 116.52 | 4.4626 | 1009.49
02/01/2021 17:00 | 90.201 | 342.03 | 37.663 | 22.163 | 112.26 | 5.3287 | 1009.73
02/01/2021 18:00 | 0 | 0.0011 | 0 | 21.19 | 113.46 | 4.7079 | 1010.13
02/01/2021 19:00 | 0 | 0.087 | 0 | 21.5 | 105.61 | 4.6456 | 1010.49
02/01/2021 20:00 | 0 | 0 | 0 | 21.475 | 102.15 | 5.4766 | 1010.73
02/01/2021 21:00 | 0 | 0 | 0 | 21.412 | 110.39 | 5.6829 | 1010.95
02/01/2021 22:00 | 0 | 0 | 0 | 20.669 | 112.61 | 5.0191 | 1011.04
02/01/2021 23:00 | 0 | 0 | 0 | 20.219 | 106.99 | 4.811 | 1011.06
03/01/2021 00:00 | 0 | 0 | 0 | 20.669 | 106.3 | 4.7751 | 1011.01
03/01/2021 01:00 | 0 | 0 | 0 | 20.493 | 100.8112 | 4.9369 | 1010.98
03/01/2021 02:00 | 0 | 0 | 0 | 20.58 | 109.03 | 5.5736 | 1011.19
03/01/2021 03:00 | 0 | 0 | 0 | 20.162 | 84.66 | 4.9428 | 1011.57
03/01/2021 04:00 | 0 | 0 | 0 | 19.999 | 81.7057 | 5.1689 | 1011.96
03/01/2021 05:00 | 0 | 0 | 0 | 18.973 | 88.84 | 5.22 | 1012.28
03/01/2021 06:00 | 11.3477 | 0.457 | 10.6296 | 18.789 | 61.429 | 5.0948 | 1012.38
03/01/2021 07:00 | 120.38 | 66.0798 | 101.58 | 21.08 | 102.86 | 5.9183 | 1012.35
03/01/2021 08:00 | 457.33 | 716.89 | 83.443 | 23.179 | 106.215 | 6.5745 | 1012.2
03/01/2021 09:00 | 662.99 | 791.66 | 94.43 | 24.06 | 110.65 | 7.3627 | 1012.01
03/01/2021 10:00 | 809.29 | 822.1 | 105.79 | 23.893 | 120.1 | 7.0922 | 1011.69
03/01/2021 11:00 | 887.4 | 826.5 | 119.64 | 23.648 | 120.23 | 7.4946 | 1011.3
03/01/2021 12:00 | 905.3 | 830.9 | 122.11 | 23.813 | 120.2 | 7.6189 | 1010.98
03/01/2021 13:00 | 847.58 | 753.37 | 168.48 | 23.931 | 120.11 | 7.4665 | 1010.75
03/01/2021 14:00 | 730.59 | 761.98 | 126.17 | 23.769 | 117.95 | 6.9819 | 1010.59
03/01/2021 15:00 | 506.26 | 603.92 | 130.94 | 23.389 | 115.26 | 7.1323 | 1010.5
03/01/2021 16:00 | 309.57 | 550.92 | 97.46 | 22.678 | 117.92 | 7.4172 | 1010.65
03/01/2021 17:00 | 85.04 | 205.85 | 50.353 | 21.745 | 112.18 | 5.8575 | 1010.87
03/01/2021 18:00 | 0 | 0.0227 | 0 | 21.086 | 107.21 | 5.5085 | 1011.17
03/01/2021 19:00 | 0 | 0 | 0 | 20.261 | 108.66 | 5.5558 | 1011.46
03/01/2021 20:00 | 0 | 0 | 0 | 20.35 | 99.17 | 6.3301 | 1011.77
03/01/2021 21:00 | 0 | 0 | 0 | 20.206 | 75.9231 | 6.5709 | 1011.93
03/01/2021 22:00 | 0 | 0 | 0 | 20.35 | 83.8745 | 6.0537 | 1011.86
03/01/2021 23:00 | 0 | 0 | 0 | 20.129 | 103.5 | 5.5167 | 1011.8
04/01/2021 00:00 | 0 | 0 | 0 | 19.677 | 108.376 | 5.3787 | 1011.81
04/01/2021 01:00 | 0 | 0 | 0 | 19.337 | 171.244 | 5.1273 | 1011.9
04/01/2021 02:00 | 0 | 0 | 0 | 18.858 | 59.951 | 5.8085 | 1012.06
04/01/2021 03:00 | 0 | 0 | 0 | 16.186 | 218.154 | 5.4135 | 1012.18
04/01/2021 04:00 | 0 | 0 | 0 | 16.464 | 167.331 | 5.2564 | 1012.28
04/01/2021 05:00 | 0 | 0 | 0 | 19.562 | 81.095 | 5.0191 | 1012.4
04/01/2021 06:00 | 9.8803 | 0.1786 | 9.0512 | 19.538 | 96.12 | 5.0045 | 1012.25
04/01/2021 07:00 | 215.65 | 493.4 | 65.863 | 21.294 | 103.61 | 5.2178 | 1012.01
04/01/2021 08:00 | 452.81 | 674.69 | 88.71 | 22.722 | 109.6 | 6.3089 | 1011.76
04/01/2021 09:00 | 661.94 | 750.25 | 101.45 | 23.254 | 110.62 | 7.0639 | 1011.38
04/01/2021 10:00 | 807.7 | 798.91 | 114.14 | 23.871 | 111.64 | 7.5659 | 1010.5
04/01/2021 11:00 | 889.4 | 821.6 | 120.9 | 23.577 | 115.82 | 8.3767 | 1009.5
04/01/2021 12:00 | 905.9 | 831.5 | 119.01 | 24.141 | 113.8 | 8.4788 | 1008.66
04/01/2021 13:00 | 845.9 | 794.14 | 129.45 | 23.83 | 117.74 | 8.3512 | 1007.96
04/01/2021 14:00 | 721.89 | 760.24 | 120.75 | 24.553 | 111.2 | 8.5655 | 1007.43
04/01/2021 15:00 | 531.18 | 693.95 | 106.54 | 24.078 | 105.74 | 8.3009 | 1006.87
04/01/2021 16:00 | 298.2 | 553.57 | 85.8 | 22.914 | 102.105 | 7.2631 | 1006.55
04/01/2021 17:00 | 79.363 | 241.35 | 41.522 | 21.574 | 106.86 | 7.5085 | 1006.35
04/01/2021 18:00 | 0 | 0 | 0 | 20.208 | 100.29 | 6.6511 | 1006.31
04/01/2021 19:00 | 0 | 0 | 0 | 20.133 | 100.56 | 7.1224 | 1006.19
04/01/2021 20:00 | 0 | 0 | 0 | 20.038 | 104.49 | 6.6027 | 1005.93
04/01/2021 21:00 | 0 | 0 | 0 | 20.116 | 102.36 | 6.4195 | 1005.43
04/01/2021 22:00 | 0 | 0 | 0 | 20.323 | 99.18 | 6.0192 | 1004.7
04/01/2021 23:00 | 0 | 0 | 0 | 19.93 | 107.32 | 5.9264 | 1004.07
05/01/2021 00:00 | 0 | 0 | 0 | 18.546 | 58.627 | 4.7847 | 1003.88
05/01/2021 01:00 | 0 | 0 | 0 | 17.378 | 74.566 | 5.385 | 1003.77
05/01/2021 02:00 | 0 | 0 | 0 | 16.895 | 92.875 | 5.8058 | 1003.81
05/01/2021 03:00 | 0 | 0 | 0 | 16.644 | 53 | 5.685 | 1003.96
05/01/2021 04:00 | 0 | 0 | 0 | 17.872 | 51.624 | 5.5369 | 1004.02
05/01/2021 05:00 | 0 | 1.5359 | 0 | 18.623 | 101.538 | 5.9641 | 1003.79
05/01/2021 06:00 | 12.548 | 0.0271 | 11.3712 | 19.253 | 111.94 | 6.8642 | 1003.29
05/01/2021 07:00 | 219.97 | 521.48 | 63.258 | 20.821 | 53.575 | 7.5205 | 1002.65
05/01/2021 08:00 | 456.28 | 681.39 | 82.81 | 22.753 | 104.143 | 8.6822 | 1001.96
05/01/2021 09:00 | 678.05 | 760.69 | 112.64 | 24.071 | 112.54 | 8.9909 | 1001.29
05/01/2021 10:00 | 818.2 | 805.77 | 114.37 | 23.892 | 132.03 | 9.5048 | 1000.42
05/01/2021 11:00 | 621.45 | 287.1338 | 352.26 | 24.673 | 152.78 | 9.2812 | 999.966
05/01/2021 12:00 | 855.56 | 556.362 | 328.3 | 24.459 | 115.89 | 9.4687 | 999.486
05/01/2021 13:00 | 471.06 | 155.6728 | 331.39 | 24.345 | 124.96 | 9.5181 | 998.743
05/01/2021 14:00 | 361.45 | 66.7552 | 310.18 | 24.262 | 138.11 | 10.1281 | 998.457
05/01/2021 15:00 | 579.44 | 595.04 | 215.9 | 24.705 | 119.74 | 9.472 | 998.425
05/01/2021 16:00 | 202.59 | 219.561 | 122.65 | 24.177 | 122.77 | 9.9942 | 998.617
05/01/2021 17:00 | 93.437 | 320.56 | 42.966 | 22.068 | 122.4 | 8.8055 | 998.93
05/01/2021 18:00 | 0 | 0 | 0 | 20.171 | 75.338 | 8.696 | 999.004
05/01/2021 19:00 | 0 | 0 | 0 | 19.333 | 108.72 | 8.2952 | 999.042
05/01/2021 20:00 | 0 | 0 | 0 | 18.814 | 75.773 | 9.0536 | 998.776
05/01/2021 21:00 | 0 | 0 | 0 | 18.897 | 86.415 | 8.9259 | 998.285
05/01/2021 22:00 | 0 | 0 | 0 | 17.87 | 49.013 | 9.2071 | 997.909
05/01/2021 23:00 | 0 | 0 | 0 | 19.177 | 90.475 | 8.6054 | 997.699
06/01/2021 00:00 | 0 | 0 | 0 | 17.311 | 220.657 | 8.2912 | 997.518
06/01/2021 01:00 | 0 | 0 | 0 | 17.101 | 45.572 | 8.2661 | 997.209
06/01/2021 02:00 | 0 | 0 | 0 | 17.09 | 65.847 | 8.3756 | 997.024
06/01/2021 03:00 | 0 | 0 | 0 | 17.021 | 58.984 | 8.898 | 997.096
06/01/2021 04:00 | 0 | 0 | 0 | 16.626 | 59.818 | 8.7578 | 997.137
06/01/2021 05:00 | 0 | 1.3149 | 0 | 18.409 | 109.33 | 8.4168 | 997.078
06/01/2021 06:00 | 11.0282 | 0 | 11.869 | 16.222 | 132.421 | 8.2146 | 996.986
06/01/2021 07:00 | 232.28 | 582.06 | 51.556 | 20.143 | 85.896 | 8.9538 | 996.665
06/01/2021 08:00 | 473.34 | 745.22 | 63.741 | 22.619 | 118.44 | 8.3652 | 996.235
06/01/2021 09:00 | 662.62 | 813.3 | 73.398 | 24.583 | 134.44 | 8.714 | 995.901
06/01/2021 10:00 | 796.88 | 845.4 | 84.82 | 25.602 | 124.26 | 9.3121 | 995.59
06/01/2021 11:00 | 895.6 | 856.9 | 96.94 | 25.149 | 123.61 | 9.2006 | 995.344
06/01/2021 12:00 | 912 | 853.8 | 106.89 | 25.08 | 125.43 | 9.5106 | 994.993
06/01/2021 13:00 | 854.7 | 841.4 | 109.7 | 25.689 | 142.87 | 9.8725 | 994.672
06/01/2021 14:00 | 723.46 | 821.8 | 99.59 | 26.487 | 149.43 | 10.5839 | 994.593
06/01/2021 15:00 | 565.65 | 771.55 | 85.97 | 25.688 | 127.94 | 10.7905 | 994.556
06/01/2021 16:00 | 319.32 | 639.76 | 73.996 | 25.104 | 134.87 | 10.1722 | 994.585
06/01/2021 17:00 | 92.512 | 346.49 | 37.145 | 22.988 | 124.49 | 9.3978 | 995.205
06/01/2021 18:00 | 0 | 0 | 0 | 20.904 | 21.2296 | 9.4412 | 995.443
06/01/2021 19:00 | 0 | 0.0356 | 0 | 19.437 | 105.183 | 9.3597 | 995.18
06/01/2021 20:00 | 0 | 0 | 0 | 18.784 | 124.103 | 8.9711 | 994.991
06/01/2021 21:00 | 0 | 0 | 0 | 17.58 | 151.6652 | 8.3489 | 995.156
06/01/2021 22:00 | 0 | 0 | 0 | 17.399 | 73.762 | 7.8421 | 995.222
06/01/2021 23:00 | 0 | 0 | 0 | 16.704 | 45.47 | 6.9512 | 995.16
07/01/2021 00:00 | 0 | 0 | 0 | 16.924 | 96.798 | 6.6677 | 995.214
07/01/2021 01:00 | 0 | 0 | 0 | 16.776 | 56.624 | 5.2194 | 995.652
07/01/2021 02:00 | 0 | 0 | 0 | 16.247 | 43.46 | 4.068 | 996.255
07/01/2021 03:00 | 0 | 0 | 0 | 16.126 | 39.5092 | 3.469 | 996.694
07/01/2021 04:00 | 0 | 0 | 0 | 16.295 | 91.25 | 4.6341 | 997.157
07/01/2021 05:00 | 0 | 0 | 0 | 15.934 | 63.314 | 4.6644 | 997.701
07/01/2021 06:00 | 13.947 | 0.6783 | 13.258 | 16.093 | 53.724 | 5.7092 | 997.935
07/01/2021 07:00 | 233.96 | 564.91 | 52.975 | 20.003 | 161.877 | 5.6308 | 998.181
07/01/2021 08:00 | 471.58 | 744.25 | 67.029 | 24.223 | 103.338 | 6.7281 | 998.473
07/01/2021 09:00 | 665.66 | 803.7 | 85.15 | 24.832 | 186.55 | 6.7236 | 998.968
07/01/2021 10:00 | 812.6 | 840.4 | 100.82 | 24.61 | 144.75 | 6.7083 | 999.449
07/01/2021 11:00 | 751.3 | 415.38 | 366.28 | 25.043 | 161.9 | 7.3836 | 999.816
07/01/2021 12:00 | 879.52 | 662.1 | 254.38 | 25.434 | 130.38 | 7.6169 | 1000.12
07/01/2021 13:00 | 482.26 | 56.978 | 437.03 | 25.018 | 130.59 | 7.0891 | 1000.41
07/01/2021 14:00 | 392.25 | 2.0258 | 398.43 | 25.046 | 144.34 | 6.6751 | 1000.76
07/01/2021 15:00 | 374.88 | 70.3413 | 334.88 | 23.946 | 121.62 | 5.9299 | 1001.03
07/01/2021 16:00 | 144.26 | 0.4794 | 147.23 | 23.323 | 115.93 | 5.6859 | 1001.43
07/01/2021 17:00 | 41.627 | 0.82751 | 42.168 | 22.628 | 114.74 | 4.6072 | 1001.89
07/01/2021 18:00 | 0 | 0 | 0 | 21.949 | 105.57 | 4.6673 | 1002.51
07/01/2021 19:00 | 0 | 0.0153 | 0 | 21.05 | 54.2453 | 4.7726 | 1003.04
07/01/2021 20:00 | 0 | 0 | 0 | 21.277 | 38.8 | 4.9123 | 1003.39
07/01/2021 21:00 | 0 | 0 | 0 | 20.2 | 96.7061 | 5.1681 | 1003.63
07/01/2021 22:00 | 0 | 0 | 0 | 18.204 | 106.7305 | 6.0555 | 1003.71
07/01/2021 23:00 | 0 | 0 | 0 | 18.912 | 88.488 | 5.7214 | 1003.9
08/01/2021 00:00 | 0 | 0 | 0 | 19.766 | 318.92 | 5.9271 | 1004.36
08/01/2021 01:00 | 0 | 0 | 0 | 19.326 | 328.05 | 6.0164 | 1004.99
08/01/2021 02:00 | 0 | 0 | 0 | 19.516 | 123.148 | 5.3215 | 1005.76
08/01/2021 03:00 | 0 | 0 | 0 | 18.063 | 40.235 | 5.2761 | 1006.48
08/01/2021 04:00 | 0 | 0 | 0 | 16.925 | 26.819 | 5.0729 | 1007.34
08/01/2021 05:00 | 0 | 0.1214 | 0 | 16.446 | 64.549 | 5.3162 | 1008.12
08/01/2021 06:00 | 18.32 | 0.5561 | 17.664 | 16.695 | 60.4807 | 4.9315 | 1008.56
08/01/2021 07:00 | 164.97 | 209.831 | 102.76 | 19.867 | 27.561 | 4.6193 | 1008.81
08/01/2021 08:00 | 480.09 | 708.45 | 99.18 | 24.59 | 78.429 | 4.8925 | 1008.93
08/01/2021 09:00 | 668.91 | 833 | 73.002 | 25.077 | 140.94 | 6.1078 | 1008.99
08/01/2021 10:00 | 811.36 | 865.6 | 78.19 | 25.035 | 126.1 | 6.6039 | 1008.93
08/01/2021 11:00 | 906.4 | 875.6 | 87.4 | 25.109 | 132.45 | 7.0831 | 1008.83
08/01/2021 12:00 | 921.4 | 858 | 109.67 | 25.087 | 136.73 | 6.1586 | 1008.64
08/01/2021 13:00 | 882.8 | 846.1 | 123.57 | 25.014 | 134.98 | 6.6205 | 1008.34
08/01/2021 14:00 | 726.89 | 730.75 | 167.09 | 24.78 | 137.29 | 6.1941 | 1008.43
08/01/2021 15:00 | 571.77 | 700.67 | 123.66 | 24.212 | 129.86 | 6.3205 | 1008.6
08/01/2021 16:00 | 328.58 | 446.989 | 154.65 | 24.039 | 133.72 | 5.5131 | 1008.73
08/01/2021 17:00 | 67.186 | 8.8886 | 65.778 | 22.405 | 134.01 | 4.7936 | 1008.94
08/01/2021 18:00 | 0 | 0.1229 | 0 | 21.807 | 131.72 | 5.2256 | 1009.25
08/01/2021 19:00 | 0 | 0.0117 | 0 | 21.597 | 129.11 | 5.1602 | 1009.48
08/01/2021 20:00 | 0 | 0 | 0 | 21.504 | 119.59 | 5.6121 | 1009.46
08/01/2021 21:00 | 0 | 0 | 0 | 20.841 | 114.637 | 5.6463 | 1009.11
08/01/2021 22:00 | 0 | 0 | 0 | 19.11 | 46.311 | 5.579 | 1008.63
08/01/2021 23:00 | 0 | 0 | 0 | 19.071 | 107.893 | 5.9523 | 1008.34
09/01/2021 00:00 | 0 | 0 | 0 | 17.989 | 47.272 | 6.0132 | 1008.2
09/01/2021 01:00 | 0 | 0 | 0 | 18.569 | 57.077 | 5.5115 | 1008.25
09/01/2021 02:00 | 0 | 0 | 0 | 18.739 | 86.207 | 5.3791 | 1008.39
09/01/2021 03:00 | 0 | 0 | 0 | 18.418 | 51.969 | 5.0715 | 1008.6
09/01/2021 04:00 | 0 | 0 | 0 | 18.234 | 63.563 | 5.3353 | 1008.94
09/01/2021 05:00 | 0 | 0 | 0 | 18.181 | 58.412 | 5.8978 | 1009.04
09/01/2021 06:00 | 14.247 | 0.0206 | 13.059 | 18.14 | 71.172 | 5.3617 | 1009.03
09/01/2021 07:00 | 204.251 | 429.9187 | 59.172 | 20.754 | 88.859 | 6.0683 | 1008.93
09/01/2021 08:00 | 484.19 | 725.48 | 70.19 | 23.114 | 121.53 | 6.0211 | 1008.79
09/01/2021 09:00 | 678.33 | 792.21 | 78.172 | 23.914 | 117.69 | 6.4716 | 1008.62
09/01/2021 10:00 | 824.7 | 831.9 | 83.94 | 24.289 | 121.59 | 6.4071 | 1008.39
09/01/2021 11:00 | 910.4 | 850 | 95.12 | 24.352 | 116.64 | 7.2534 | 1008.14
09/01/2021 12:00 | 643.52 | 395.723 | 263.53 | 24.306 | 115.55 | 6.4151 | 1008.01
09/01/2021 13:00 | 896.1 | 846.1 | 114.35 | 24.806 | 120.54 | 6.5803 | 1007.88
09/01/2021 14:00 | 740.2 | 814.7 | 91.49 | 24.602 | 118.72 | 6.7555 | 1007.72
09/01/2021 15:00 | 568.58 | 749.39 | 88.43 | 24.287 | 118.06 | 5.9338 | 1007.61
09/01/2021 16:00 | 336.5 | 610.05 | 83.649 | 23.786 | 115.54 | 5.1047 | 1007.73
09/01/2021 17:00 | 91.7 | 155.8424 | 64.392 | 22.655 | 111.23 | 4.4164 | 1008.04
09/01/2021 18:00 | 0 | 0 | 0 | 21.608 | 117.36 | 4.3337 | 1008.44
09/01/2021 19:00 | 0.1037 | 0.318 | 0 | 19.772 | 120.66 | 4.6491 | 1008.71
09/01/2021 20:00 | 0 | 0 | 0 | 20.564 | 111.4 | 4.6407 | 1008.77
09/01/2021 21:00 | 0 | 0 | 0 | 20.074 | 105.66 | 4.506 | 1008.64
09/01/2021 22:00 | 0 | 0 | 0 | 20.373 | 101.26 | 4.4613 | 1008.37
09/01/2021 23:00 | 0 | 0 | 0 | 20.488 | 104.17 | 4.902 | 1008.18
10/01/2021 00:00 | 0 | 0 | 0 | 17.712 | 97.746 | 4.4175 | 1008.04
10/01/2021 01:00 | 0 | 0 | 0 | 18.234 | 81.528 | 4.5582 | 1007.86
10/01/2021 02:00 | 0 | 0 | 0 | 17.797 | 37.595 | 4.0313 | 1007.85
10/01/2021 03:00 | 0 | 0 | 0 | 17.557 | 72.909 | 4.1355 | 1008.08
10/01/2021 04:00 | 0 | 0 | 0 | 18.341 | 59.473 | 4.2472 | 1008.26
10/01/2021 05:00 | 0 | 0.0689 | 0 | 20.464 | 112.4 | 4.3581 | 1008.31
10/01/2021 06:00 | 13.677 | 0.141 | 14.061 | 17.89 | 63.625 | 3.6114 | 1008.22
10/01/2021 07:00 | 248.04 | 580.89 | 64.838 | 22.41 | 99.83 | 3.8841 | 1008.04
10/01/2021 08:00 | 479.02 | 668.14 | 114.67 | 23.658 | 112.96 | 3.8231 | 1007.78
10/01/2021 09:00 | 689.86 | 840.7 | 88.34 | 24.1 | 114.15 | 4.2129 | 1007.57
10/01/2021 10:00 | 831.5 | 868.8 | 96.65 | 24.472 | 116.79 | 4.3527 | 1007.28
10/01/2021 11:00 | 918.2 | 894.2 | 102.06 | 24.995 | 116.25 | 4.4782 | 1006.93
10/01/2021 12:00 | 921.2 | 880.6 | 110.87 | 24.11 | 113.17 | 4.2841 | 1006.57
10/01/2021 13:00 | 887.5 | 865.8 | 124.07 | 24.615 | 109.56 | 4.9032 | 1006.1
10/01/2021 14:00 | 762.92 | 826 | 133.94 | 24.683 | 117.99 | 4.5974 | 1005.65
10/01/2021 15:00 | 568.15 | 743.34 | 113.06 | 23.731 | 118.39 | 5.1509 | 1005.45
10/01/2021 16:00 | 327.71 | 594.25 | 96.65 | 23.487 | 109.14 | 4.3413 | 1005.59
10/01/2021 17:00 | 113.95 | 267.44 | 70.665 | 22.254 | 112.42 | 4.1569 | 1005.83
10/01/2021 18:00 | 0 | 0 | 0 | 20.787 | 105.08 | 4.7737 | 1006.08
10/01/2021 19:00 | 0 | 0 | 0 | 20.961 | 109.84 | 4.581 | 1006.38
10/01/2021 20:00 | 0 | 0 | 0 | 21.082 | 112.51 | 5.053 | 1006.49
10/01/2021 21:00 | 0 | 0 | 0 | 20.847 | 106.317 | 4.5476 | 1006.3
10/01/2021 22:00 | 0 | 0 | 0 | 21.007 | 112.91 | 4.6742 | 1005.86
10/01/2021 23:00 | 0 | 0 | 0 | 21.475 | 112.13 | 3.9863 | 1005.57
11/01/2021 00:00 | 0 | 0 | 0 | 20.18 | 99.601 | 4.4928 | 1005.49
11/01/2021 01:00 | 0 | 0 | 0 | 18.682 | 66.954 | 3.7481 | 1005.55
11/01/2021 02:00 | 0 | 0 | 0 | 20.582 | 78.245 | 4.8253 | 1005.83
11/01/2021 03:00 | 0 | 0 | 0 | 20.938 | 102.153 | 5.0845 | 1006.46
11/01/2021 04:00 | 0 | 0 | 0 | 18.358 | 81.139 | 6.5718 | 1007.11
11/01/2021 05:00 | 0 | 0 | 0 | 18.319 | 83.567 | 8.0609 | 1007.69
11/01/2021 06:00 | 15.612 | 0 | 15.981 | 20.268 | 68.3 | 8.4094 | 1008.2
11/01/2021 07:00 | 145.66 | 119.4785 | 107.24 | 21.553 | 74.642 | 9.1688 | 1008.79
11/01/2021 08:00 | 497.49 | 770.5 | 76.191 | 24.716 | 125.01 | 8.5534 | 1009.26
11/01/2021 09:00 | 687.46 | 818.1 | 91.83 | 25.106 | 118.189 | 7.9376 | 1009.67
11/01/2021 10:00 | 874.9 | 840.87 | 150.14 | 25.859 | 109.81 | 7.7758 | 1009.93
11/01/2021 11:00 | 1026.3 | 707.51 | 371.65 | 24.664 | 116.43 | 7.8535 | 1009.92
11/01/2021 12:00 | 555.25 | 118.8662 | 448.92 | 24.485 | 115.48 | 8.524 | 1009.8
11/01/2021 13:00 | 989.34 | 737.07 | 328.08 | 24.66 | 117.21 | 7.715 | 1009.75
11/01/2021 14:00 | 766.12 | 837.5 | 115.78 | 25.465 | 117.53 | 7.9317 | 1010.05
11/01/2021 15:00 | 572.99 | 714.88 | 126.93 | 24.183 | 118.43 | 7.8989 | 1010.2
11/01/2021 16:00 | 339.51 | 634.7 | 86.66 | 24.048 | 119.37 | 6.603 | 1010.44
11/01/2021 17:00 | 94.138 | 306.35 | 43.342 | 23.024 | 117.71 | 4.851 | 1010.61
11/01/2021 18:00 | 0 | 0 | 0 | 22.214 | 105.27 | 4.016 | 1011
11/01/2021 19:00 | 0 | 0 | 0 | 21.469 | 104.78 | 4.8158 | 1011.35
11/01/2021 20:00 | 0 | 0 | 0 | 21.363 | 116.861 | 5.2925 | 1011.63
11/01/2021 21:00 | 0 | 0 | 0 | 19.862 | 167.422 | 5.9096 | 1011.75
11/01/2021 22:00 | 0 | 0 | 0 | 19.106 | 161.325 | 5.7463 | 1011.35
11/01/2021 23:00 | 0 | 0 | 0 | 18.739 | 57.079 | 5.9341 | 1011.09
12/01/2021 00:00 | 0 | 0 | 0 | 18.061 | 112.9305 | 5.1379 | 1010.74
12/01/2021 01:00 | 0 | 0 | 0 | 18.573 | 49.621 | 5.8617 | 1010.59
12/01/2021 02:00 | 0 | 0 | 0 | 17.623 | 88.756 | 6.168 | 1010.26
12/01/2021 03:00 | 0 | 0 | 0 | 17.166 | 84.283 | 6.1711 | 1010.05
12/01/2021 04:00 | 0 | 0 | 0 | 18.171 | 73.167 | 6.9555 | 1010.04
12/01/2021 05:00 | 0 | 0 | 0 | 16.649 | 94.896 | 7.6761 | 1009.67
12/01/2021 06:00 | 30.569 | 101.0807 | 19.975 | 16.523 | 227.447 | 7.851 | 1009
12/01/2021 07:00 | 262.43 | 622.13 | 58.428 | 21.868 | 187.86 | 8.1761 | 1008.19
12/01/2021 08:00 | 501.56 | 777.23 | 70.897 | 24.348 | 114.325 | 8.955 | 1007.55
12/01/2021 09:00 | 691.34 | 833 | 85.49 | 25.861 | 241.56 | 9.3928 | 1006.85
12/01/2021 10:00 | 838.5 | 858 | 98.57 | 26.36 | 239.75 | 10.152 | 1005.79
12/01/2021 11:00 | 915 | 878.5 | 107.37 | 26.323 | 250.18 | 10.5736 | 1004.99
12/01/2021 12:00 | 923.2 | 865.5 | 120.5 | 26.732 | 179.36 | 9.6421 | 1004.51
12/01/2021 13:00 | 894.2 | 856.8 | 127.81 | 26.687 | 138.23 | 8.9776 | 1003.95
12/01/2021 14:00 | 763.85 | 749.59 | 185.29 | 27.131 | 204.99 | 8.8828 | 1003.19
12/01/2021 15:00 | 371.05 | 221.649 | 230.88 | 25.64 | 226.24 | 8.9767 | 1002.61
12/01/2021 16:00 | 278.12 | 473.958 | 90.63 | 25.13 | 271.75 | 9.062 | 1002.3
12/01/2021 17:00 | 33.579 | 4.164 | 34.861 | 23.107 | 207.55 | 9.7837 | 1002.07
12/01/2021 18:00 | 0 | 0 | 0 | 21.407 | 49.699 | 9.9418 | 1001.92
12/01/2021 19:00 | 0 | 0 | 0 | 19.844 | 26.135 | 9.2645 | 1001.51
12/01/2021 20:00 | 0 | 0 | 0 | 19.331 | 72.523 | 8.7956 | 1000.94
12/01/2021 21:00 | 0 | 0 | 0 | 19.146 | 38.771 | 9.0075 | 1000.25
12/01/2021 22:00 | 0 | 0 | 0 | 18.363 | 71.832 | 8.8732 | 999.465
12/01/2021 23:00 | 0 | 0 | 0 | 18.244 | 95.7829 | 9.1745 | 998.644
13/01/2021 00:00 | 0 | 0 | 0 | 18 | 104.016 | 9.066 | 997.913
13/01/2021 01:00 | 0 | 0 | 0 | 17.424 | 80.71 | 9.8898 | 997.221
13/01/2021 02:00 | 0 | 0 | 0 | 17.363 | 115.394 | 9.5489 | 996.702
13/01/2021 03:00 | 0 | 0 | 0 | 17.458 | 92.382 | 9.4526 | 996.657
13/01/2021 04:00 | 0 | 0 | 0 | 17.159 | 95.09 | 8.0619 | 997.146
13/01/2021 05:00 | 0 | 0.1754 | 0 | 17.099 | 67.758 | 6.7148 | 997.593
13/01/2021 06:00 | 40.089 | 139.1451 | 25.195 | 17.446 | 114.286 | 6.4627 | 997.715
13/01/2021 07:00 | 262.86 | 600.16 | 61.55 | 21.776 | 115.988 | 5.737 | 997.687
13/01/2021 08:00 | 497.12 | 756.15 | 76.891 | 25.113 | 130.215 | 6.2419 | 997.687
13/01/2021 09:00 | 689.97 | 827.9 | 84.83 | 25.082 | 160.06 | 7.1781 | 997.766
13/01/2021 10:00 | 845.8 | 871.4 | 91.57 | 24.879 | 146.62 | 8.5973 | 997.719
13/01/2021 11:00 | 961 | 845.02 | 174.97 | 25.305 | 149.87 | 9.7861 | 997.346
13/01/2021 12:00 | 965.8 | 832.4 | 188.1 | 25.635 | 131.66 | 10.2419 | 996.784
13/01/2021 13:00 | 949.42 | 666.05 | 351.66 | 25.721 | 133.9 | 9.7452 | 996.149
13/01/2021 14:00 | 793.21 | 842.4 | 139.13 | 26.105 | 129.85 | 10.7019 | 995.933
13/01/2021 15:00 | 382.97 | 179.827 | 271.4 | 24.952 | 126.79 | 10.1042 | 995.952
13/01/2021 16:00 | 149.37 | 3.4865 | 148.03 | 23.841 | 121.64 | 8.3412 | 996.123
13/01/2021 17:00 | 115.06 | 408.46 | 50.063 | 23.942 | 112.96 | 6.9002 | 996.251
13/01/2021 18:00 | 0 | 0 | 0 | 21.637 | 84.23 | 6.9407 | 996.301
13/01/2021 19:00 | 0 | 0.0292 | 0 | 19.692 | 162.34 | 6.6476 | 996.43
13/01/2021 20:00 | 0 | 0 | 0 | 18.653 | 57.5075 | 6.9382 | 996.193
13/01/2021 21:00 | 0 | 0 | 0 | 18.536 | 164.89 | 6.8444 | 995.606
13/01/2021 22:00 | 0 | 0 | 0 | 18.372 | 26.202 | 6.9994 | 994.952
13/01/2021 23:00 | 0 | 0 | 0 | 19.542 | 53.362 | 7.379 | 994.439
14/01/2021 00:00 | 0 | 0 | 0 | 19.355 | 100.923 | 7.7145 | 993.978
14/01/2021 01:00 | 0 | 0 | 0 | 20.069 | 92.1 | 8.1247 | 993.579
14/01/2021 02:00 | 0 | 0 | 0 | 19.882 | 129.007 | 9.2647 | 993.349
14/01/2021 03:00 | 0 | 0 | 0 | 19.626 | 119.071 | 9.1457 | 993.548
14/01/2021 04:00 | 0 | 0 | 0 | 19.685 | 55.0903 | 9.8666 | 993.549
14/01/2021 05:00 | 0 | 0 | 0 | 17.974 | 149.9473 | 9.7763 | 993.628
14/01/2021 06:00 | 27.834 | 37.0221 | 23.049 | 19.118 | 111.581 | 11.3273 | 993.581
14/01/2021 07:00 | 391.09 | 585.01 | 194.75 | 24.078 | 190.49 | 11.8689 | 993.686
14/01/2021 08:00 | 507.25 | 730.44 | 96.39 | 25.706 | 203.53 | 11.8071 | 994.338
14/01/2021 09:00 | 696.39 | 817.4 | 95.68 | 25.408 | 156.83 | 11.2736 | 995.156
14/01/2021 10:00 | 854.5 | 827.1 | 134.32 | 25.602 | 166.71 | 11.3898 | 995.488
14/01/2021 11:00 | 394.37 | 36.7463 | 366.92 | 25.273 | 155.12 | 10.6918 | 996.019
14/01/2021 12:00 | 1022.7 | 801.04 | 276.74 | 27.285 | 159.42 | 9.9469 | 996.415
14/01/2021 13:00 | 921.8 | 876.5 | 140.54 | 27.633 | 251.34 | 9.8672 | 996.563
14/01/2021 14:00 | 684.88 | 606.79 | 212.09 | 27.13 | 226.48 | 8.8926 | 996.733
14/01/2021 15:00 | 601.01 | 770.24 | 120.2 | 26.253 | 204.91 | 8.5871 | 996.989
14/01/2021 16:00 | 296.66 | 470.928 | 110.99 | 25.89 | 220.54 | 8.3633 | 997.292
14/01/2021 17:00 | 49.633 | 0 | 51.656 | 23.798 | 279.97 | 7.2906 | 997.325
14/01/2021 18:00 | 0 | 0 | 0 | 22.831 | 136.57 | 5.8788 | 997.475
14/01/2021 19:00 | 0 | 0 | 0 | 20.768 | 61.6604 | 5.7591 | 997.697
14/01/2021 20:00 | 0 | 0 | 0 | 19.773 | 103.739 | 5.6786 | 997.606
14/01/2021 21:00 | 0 | 0 | 0 | 19.196 | 84.116 | 6.0975 | 997.424
14/01/2021 22:00 | 0 | 0 | 0 | 19.06 | 29.65 | 5.7733 | 997.11
14/01/2021 23:00 | 0 | 0 | 0 | 18.197 | 189.47 | 5.9208 | 997.076
15/01/2021 00:00 | 0 | 0 | 0 | 18.321 | 111.652 | 6.4483 | 997.253
15/01/2021 01:00 | 0 | 0 | 0 | 18.723 | 126.344 | 6.64 | 997.3
15/01/2021 02:00 | 0 | 0 | 0 | 17.711 | 64.395 | 6.1992 | 997.358
15/01/2021 03:00 | 0 | 0 | 0 | 17.819 | 63.728 | 5.8186 | 997.662
15/01/2021 04:00 | 0 | 0 | 0 | 17.443 | 83.212 | 5.7747 | 998
15/01/2021 05:00 | 0 | 0 | 0 | 17.716 | 52.806 | 6.1698 | 998.305
15/01/2021 06:00 | 24.67 | 38.1025 | 19.562 | 17.865 | 66.56 | 5.5419 | 998.344
15/01/2021 07:00 | 270.87 | 624.18 | 55.393 | 22.233 | 136.708 | 6.1029 | 998.428
15/01/2021 08:00 | 514.94 | 764.05 | 81.9 | 25.451 | 109.702 | 8.2763 | 998.434
15/01/2021 09:00 | 736.4 | 833.9 | 120.4 | 25.589 | 138.08 | 9.2471 | 998.344
15/01/2021 10:00 | 856.7 | 861.4 | 104.8 | 25.406 | 145.33 | 9.1192 | 998.221
15/01/2021 11:00 | 927.5 | 882.3 | 106.58 | 25.722 | 151.71 | 8.8579 | 998.197
15/01/2021 12:00 | 874.8 | 538.58 | 371.79 | 25.548 | 159.52 | 9.7287 | 998.301
15/01/2021 13:00 | 418.72 | 48.5571 | 379.81 | 25.113 | 234.35 | 8.7508 | 998.533
15/01/2021 14:00 | 359.65 | 84.126 | 292.58 | 25.146 | 240.76 | 9.1759 | 998.981
15/01/2021 15:00 | 169.32 | 0.1123 | 173.44 | 24.17 | 241.71 | 9.1182 | 999.378
15/01/2021 16:00 | 99.32 | 0.318 | 101.48 | 23.64 | 263.9 | 8.6973 | 1000.08
15/01/2021 17:00 | 67.663 | 151.2141 | 42.631 | 23.726 | 274.49 | 8.4963 | 1000.68
15/01/2021 18:00 | 0 | 0 | 0 | 22.008 | 281.34 | 7.4418 | 1001.26
15/01/2021 19:00 | 0 | 0 | 0 | 20.383 | 158.962 | 6.9016 | 1001.78
15/01/2021 20:00 | 0 | 0 | 0 | 20.4 | 142.379 | 7.0381 | 1002.25
15/01/2021 21:00 | 0 | 0 | 0 | 20.623 | 78.3403 | 7.2798 | 1002.5
15/01/2021 22:00 | 0 | 0 | 0 | 19.765 | 228.91 | 7.5558 | 1002.55
15/01/2021 23:00 | 0 | 0 | 0 | 19.442 | 128.723 | 6.4954 | 1002.55
16/01/2021 00:00 | 0 | 0 | 0 | 19.72 | 97.299 | 6.8659 | 1002.75
16/01/2021 01:00 | 0 | 0 | 0 | 18.68 | 180.011 | 6.7978 | 1003.11
16/01/2021 02:00 | 0 | 0 | 0 | 18.045 | 31.829 | 6.9268 | 1003.61
16/01/2021 03:00 | 0 | 0 | 0 | 18.077 | 50.026 | 6.5792 | 1004.02
16/01/2021 04:00 | 0 | 0 | 0 | 18.501 | 51.4385 | 6.4274 | 1004.41
16/01/2021 05:00 | 0 | 0.318 | 0 | 18.312 | 94.479 | 6.4334 | 1004.64
16/01/2021 06:00 | 54.47 | 304.69 | 22.423 | 17.67 | 203.946 | 6.461 | 1004.9
16/01/2021 07:00 | 141.94 | 86.2992 | 109.67 | 22.509 | 45.302 | 6.6069 | 1005.03
16/01/2021 08:00 | 512.44 | 767.19 | 70.175 | 25.96 | 111.486 | 8.496 | 1005
16/01/2021 09:00 | 706.69 | 831.1 | 90.5 | 26.463 | 194.44 | 8.4731 | 1004.9
16/01/2021 10:00 | 904.2 | 829.6 | 171.56 | 27.169 | 243.85 | 8.3527 | 1004.64
16/01/2021 11:00 | 910.16 | 577.03 | 373.72 | 25.95 | 264.42 | 8.6548 | 1004.42
16/01/2021 12:00 | 925.8 | 879.6 | 100.04 | 26.392 | 256.02 | 8.4787 | 1004.2
16/01/2021 13:00 | 861.6 | 823.5 | 116.16 | 26.223 | 260.31 | 7.6321 | 1004.22
16/01/2021 14:00 | 732.05 | 778.01 | 120.99 | 26.357 | 264.41 | 7.8961 | 1004.18
16/01/2021 15:00 | 538.09 | 675.2 | 114.55 | 26.225 | 269.67 | 7.0355 | 1004.16
16/01/2021 16:00 | 299.93 | 500.21 | 100.75 | 25.613 | 278.5 | 7.2861 | 1004.28
16/01/2021 17:00 | 51.099 | 69.2546 | 40.069 | 24.243 | 293.38 | 6.3761 | 1004.52
16/01/2021 18:00 | 0 | 0.0895 | 0 | 23.453 | 293.71 | 5.114 | 1004.74
16/01/2021 19:00 | 0 | 0.318 | 0 | 22.88 | 287.55 | 5.6246 | 1005.1
16/01/2021 20:00 | 0 | 0 | 0 | 22.885 | 279.98 | 5.0345 | 1005.32
16/01/2021 21:00 | 0 | 0 | 0 | 19.877 | 120.41 | 5.013 | 1005.35
16/01/2021 22:00 | 0 | 0 | 0 | 19.963 | 133.907 | 5.3288 | 1005.32
16/01/2021 23:00 | 0 | 0 | 0 | 19.584 | 128.602 | 5.5185 | 1005.33
17/01/2021 00:00 | 0 | 0 | 0 | 19.008 | 178.55 | 5.7757 | 1005.41
17/01/2021 01:00 | 0 | 0 | 0 | 19.058 | 68.6766 | 5.6889 | 1005.57
17/01/2021 02:00 | 0 | 0 | 0 | 18.245 | 70.311 | 6.0512 | 1005.86
17/01/2021 03:00 | 0 | 0 | 0 | 18.618 | 62.059 | 5.3811 | 1006.26
17/01/2021 04:00 | 0 | 0 | 0 | 18.553 | 180.221 | 6.4652 | 1006.82
17/01/2021 05:00 | 0 | 0.0053 | 0 | 19.004 | 72.345 | 6.2161 | 1007.36
17/01/2021 06:00 | 6.1001 | 0.0589 | 4.8191 | 18.101 | 167.9019 | 5.7177 | 1007.59
17/01/2021 07:00 | 91.7 | 1.4475 | 89.98 | 18.914 | 197.0359 | 6.0126 | 1007.66
17/01/2021 08:00 | 243.94 | 2.1852 | 242.71 | 20.929 | 201.55 | 6.6262 | 1007.68
17/01/2021 09:00 | 464.66 | 215.1626 | 294.36 | 22.445 | 159.6 | 6.9903 | 1007.8
17/01/2021 10:00 | 765.14 | 319.423 | 480.03 | 23.13 | 151.11 | 6.8707 | 1007.7
17/01/2021 11:00 | 942.01 | 485.6 | 485.74 | 23.967 | 146.02 | 5.9543 | 1007.61
17/01/2021 12:00 | 880.88 | 597.41 | 309.4 | 23.869 | 144.93 | 6.008 | 1007.38
17/01/2021 13:00 | 909.24 | 493.26 | 461.67 | 24.205 | 162.19 | 6.3147 | 1007.04
17/01/2021 14:00 | 517.7 | 56.3948 | 475.33 | 23.603 | 155.36 | 6.3694 | 1006.63
17/01/2021 15:00 | 432.16 | 161.091 | 328.58 | 23.128 | 171.23 | 7.2664 | 1006.44
17/01/2021 16:00 | 181.68 | 2.7181 | 181.62 | 21.955 | 162.47 | 6.4722 | 1006.61
17/01/2021 17:00 | 94.842 | 97.448 | 80.157 | 21.77 | 156.04 | 5.426 | 1006.81
17/01/2021 18:00 | 0 | 0 | 0 | 21.067 | 136.09 | 5.638 | 1006.96
17/01/2021 19:00 | 0 | 0 | 0 | 20.273 | 95.924 | 5.4791 | 1007.16
17/01/2021 20:00 | 0 | 0 | 0 | 19.192 | 54.633 | 6.0927 | 1007.27
17/01/2021 21:00 | 0 | 0 | 0 | 19.047 | 42.947 | 7.1385 | 1007.11
17/01/2021 22:00 | 0 | 0 | 0 | 18.664 | 40.955 | 6.8532 | 1006.82
17/01/2021 23:00 | 0 | 0 | 0 | 17.682 | 48.799 | 6.9611 | 1006.63
18/01/2021 00:00 | 0 | 0 | 0 | 18.014 | 47.203 | 7.4725 | 1006.49
18/01/2021 01:00 | 0 | 0 | 0 | 17.661 | 66.029 | 7.0084 | 1006.32
18/01/2021 02:00 | 0 | 0 | 0 | 16.983 | 48.579 | 7.5223 | 1006.26
18/01/2021 03:00 | 0 | 0 | 0 | 18.039 | 81.102 | 7.495 | 1006.37
18/01/2021 04:00 | 0 | 0 | 0 | 17.939 | 60.088 | 7.1017 | 1006.76
18/01/2021 05:00 | 0 | 0 | 0 | 17.138 | 58.362 | 6.6585 | 1007.15
18/01/2021 06:00 | 19.075 | 0.317 | 18.136 | 17.987 | 79.348 | 6.7251 | 1007.34
18/01/2021 07:00 | 239.06 | 180.4203 | 173.58 | 19.398 | 91.11 | 6.7048 | 1007.43
18/01/2021 08:00 | 405.52 | 464.2144 | 140.98 | 21.146 | 109.94 | 7.3318 | 1007.44
18/01/2021 09:00 | 659.21 | 595.168 | 212.87 | 21.636 | 116.13 | 6.8969 | 1007.3
18/01/2021 10:00 | 305.86 | 0.6438 | 307.78 | 20.416 | 127.85 | 7.0907 | 1006.95
18/01/2021 11:00 | 828.39 | 375.3093 | 482.3648 | 20.838 | 118.01 | 7.4721 | 1006.54
18/01/2021 12:00 | 862.32 | 281.0519 | 605.75 | 21.724 | 123.47 | 7.329 | 1006.16
18/01/2021 13:00 | 625.21 | 195.0774 | 456 | 20.987 | 113.85 | 7.1292 | 1005.75
18/01/2021 14:00 | 390.92 | 14.5986 | 382.01 | 19.656 | 116.02 | 6.6547 | 1005.4
18/01/2021 15:00 | 346.88 | 13.5781 | 339.96 | 18.984 | 114 | 6.6684 | 1005.16
18/01/2021 16:00 | 315.82 | 188.7482 | 239.76 | 19.169 | 111.26 | 5.6559 | 1005.33
18/01/2021 17:00 | 58.046 | 10.1085 | 55.401 | 18.745 | 107.94 | 5.2058 | 1005.69
18/01/2021 18:00 | 0 | 0 | 0 | 18.221 | 106.61 | 6.002 | 1006.05
18/01/2021 19:00 | 0 | 0 | 0 | 18.338 | 108.95 | 6.1674 | 1006.4
18/01/2021 20:00 | 0 | 0 | 0 | 18.376 | 112.35 | 6.0675 | 1006.67
18/01/2021 21:00 | 0 | 0 | 0 | 18.655 | 98.88 | 6.1641 | 1006.8
18/01/2021 22:00 | 0 | 0 | 0 | 18.533 | 103.12 | 5.7774 | 1006.68
18/01/2021 23:00 | 0 | 0 | 0 | 18.794 | 98.73 | 5.5264 | 1006.67
19/01/2021 00:00 | 0 | 0 | 0 | 19.001 | 97.762 | 6.3779 | 1006.65
19/01/2021 01:00 | 0 | 0 | 0 | 19.067 | 96.19 | 6.118 | 1006.81
19/01/2021 02:00 | 0 | 0 | 0 | 19.355 | 98.3 | 5.639 | 1007.41
19/01/2021 03:00 | 0 | 0 | 0 | 19.603 | 109.83 | 5.655 | 1007.99
19/01/2021 04:00 | 0 | 0 | 0 | 19.16 | 101.709 | 5.916 | 1008.62
19/01/2021 05:00 | 0 | 0.089 | 0 | 19.093 | 93.31 | 5.8369 | 1009.12
19/01/2021 06:00 | 33.224 | 0.0169 | 32.291 | 19.241 | 86.055 | 5.8397 | 1009.56
19/01/2021 07:00 | 88.369 | 19.045 | 79.48 | 19.819 | 98.9 | 5.9506 | 1009.79
19/01/2021 08:00 | 534.59 | 808.16 | 67.844 | 22.548 | 106.08 | 5.608 | 1009.86
19/01/2021 09:00 | 727.51 | 877.7 | 71.161 | 23.438 | 110.79 | 6.1366 | 1010.04
19/01/2021 10:00 | 876.6 | 901.5 | 80.913 | 23.64 | 131.85 | 5.8655 | 1010.17
19/01/2021 11:00 | 946.7 | 913 | 87.83 | 23.769 | 112.71 | 5.96 | 1010.39
19/01/2021 12:00 | 958 | 916.8 | 88.48 | 23.704 | 113.91 | 6.1081 | 1010.58
19/01/2021 13:00 | 905.1 | 894.9 | 93.66 | 23.928 | 114.94 | 5.9472 | 1010.63
19/01/2021 14:00 | 769.84 | 863 | 88.97 | 24.147 | 119.43 | 5.5522 | 1010.61
19/01/2021 15:00 | 588.46 | 808.5 | 79.261 | 23.938 | 121 | 6.4636 | 1010.66
19/01/2021 16:00 | 350.03 | 709.28 | 63.923 | 23.666 | 115.34 | 5.177 | 1010.98
19/01/2021 17:00 | 114.64 | 472.99 | 34.489 | 22.286 | 110.81 | 4.9357 | 1011.32
19/01/2021 18:00 | 0 | 0 | 0 | 20.454 | 110.07 | 4.9033 | 1011.74
19/01/2021 19:00 | 0 | 0 | 0 | 19.901 | 109.51 | 3.7362 | 1012.2
19/01/2021 20:00 | 0 | 0 | 0 | 18.614 | 58.568 | 3.3494 | 1012.47
19/01/2021 21:00 | 0 | 0 | 0 | 17.146 | 41.948 | 3.0098 | 1012.48
19/01/2021 22:00 | 0 | 0 | 0 | 16.261 | 63.242 | 3.9675 | 1012.37
19/01/2021 23:00 | 0 | 0 | 0 | 15.986 | 60.105 | 4.0975 | 1012.31
20/01/2021 00:00 | 0 | 0 | 0 | 15.902 | 112.312 | 3.643 | 1012.4
20/01/2021 01:00 | 0 | 0 | 0 | 15.437 | 35.085 | 3.8064 | 1012.49
20/01/2021 02:00 | 0 | 0 | 0 | 16.1 | 72.644 | 3.7599 | 1012.63
20/01/2021 03:00 | 0 | 0 | 0 | 16.376 | 94.128 | 4.1649 | 1012.9
20/01/2021 04:00 | 0 | 0 | 0 | 15.997 | 76.768 | 3.5116 | 1013.18
20/01/2021 05:00 | 0 | 0 | 0 | 15.24 | 89.308 | 4.3091 | 1013.38
20/01/2021 06:00 | 62.99 | 302.39 | 26.482 | 16.246 | 111.941 | 4.6227 | 1013.42
20/01/2021 07:00 | 286.93 | 642.35 | 60.57 | 21.624 | 48.551 | 3.8576 | 1013.38
20/01/2021 08:00 | 528.12 | 787.33 | 72.822 | 24.385 | 275.45 | 4.6418 | 1013.26
20/01/2021 09:00 | 726.24 | 813.2 | 116.67 | 24.552 | 142.99 | 4.7446 | 1012.99
20/01/2021 10:00 | 877.7 | 869.9 | 108.71 | 24.646 | 184.32 | 5.1784 | 1012.48
20/01/2021 11:00 | 985.1 | 849.1 | 186.08 | 24.857 | 133.86 | 5.5428 | 1011.82
20/01/2021 12:00 | 740.96 | 375.481 | 389.69 | 25.123 | 134.11 | 6.6919 | 1011.16
20/01/2021 13:00 | 575.04 | 151.3419 | 440.74 | 24.556 | 134.31 | 7.2698 | 1010.45
20/01/2021 14:00 | 354.48 | 6.3117 | 351.66 | 23.792 | 124.96 | 7.289 | 1009.8
20/01/2021 15:00 | 156.06 | 0.2915 | 157.89 | 22.734 | 116.02 | 7.4886 | 1009.3
20/01/2021 16:00 | 130.04 | 0.2739 | 131.43 | 22.493 | 109.35 | 6.059 | 1009.03
20/01/2021 17:00 | 68.052 | 62.029 | 57.93 | 21.931 | 109.43 | 5.6254 | 1008.98
20/01/2021 18:00 | 0 | 0 | 0 | 20.363 | 71.642 | 6.1752 | 1009.02
20/01/2021 19:00 | 0 | 0 | 0 | 19.624 | 42.621 | 6.0114 | 1009.04
20/01/2021 20:00 | 0 | 0 | 0 | 20.231 | 87.444 | 6.5367 | 1008.78
20/01/2021 21:00 | 0 | 0 | 0 | 18.504 | 251.525 | 5.7799 | 1008.32
20/01/2021 22:00 | 0 | 0 | 0 | 18.466 | 49.115 | 5.1906 | 1007.65
20/01/2021 23:00 | 0 | 0 | 0 | 17.914 | 99.345 | 5.1468 | 1007.12
21/01/2021 00:00 | 0 | 0 | 0 | 16.651 | 40.424 | 4.8436 | 1006.65
21/01/2021 01:00 | 0 | 0 | 0 | 16.348 | 63.9121 | 5.6927 | 1006.09
21/01/2021 02:00 | 0 | 0 | 0 | 16.332 | 57.703 | 5.313 | 1005.72
21/01/2021 03:00 | 0 | 0 | 0 | 16.166 | 44.314 | 5.1864 | 1005.39
21/01/2021 04:00 | 0 | 0 | 0 | 15.981 | 49.5491 | 4.7338 | 1005.09
21/01/2021 05:00 | 0 | 0.6021 | 0 | 16.955 | 94.7649 | 4.9114 | 1004.71
21/01/2021 06:00 | 57.758 | 153.1848 | 37.483 | 18.53 | 113.246 | 4.6441 | 1004.3
21/01/2021 07:00 | 273.53 | 550.72 | 77.41 | 22.083 | 140.614 | 4.7202 | 1003.86
21/01/2021 08:00 | 511.59 | 712.06 | 94.6 | 24.208 | 146.52 | 5.4031 | 1003.21
21/01/2021 09:00 | 706.73 | 793.99 | 106.85 | 24.363 | 140.77 | 5.5303 | 1002.5
21/01/2021 10:00 | 901.3 | 819.22 | 171.31 | 25.077 | 131.23 | 5.3444 | 1001.69
21/01/2021 11:00 | 586.22 | 276.498 | 326.82 | 24.709 | 123.5 | 6.195 | 1000.83
21/01/2021 12:00 | 678.25 | 205.7 | 487.13 | 25.067 | 124.96 | 5.6258 | 1000.02
21/01/2021 13:00 | 976.91 | 580.96 | 450.96 | 25.984 | 125.25 | 5.1614 | 999.322
21/01/2021 14:00 | 400.86 | 38.9004 | 368.95 | 24.781 | 121.22 | 5.9603 | 998.826
21/01/2021 15:00 | 622.34 | 732.63 | 160.07 | 25.912 | 128.73 | 5.624 | 998.343
21/01/2021 16:00 | 386.14 | 618.93 | 137.56 | 24.916 | 120.57 | 4.0515 | 998.077
21/01/2021 17:00 | 70.931 | 133.544 | 46.79 | 23.149 | 113.1 | 4.3029 | 997.862
21/01/2021 18:00 | 0 | 0 | 0 | 21.636 | 118.7 | 4.4666 | 997.638
21/01/2021 19:00 | 0 | 0 | 0 | 20.991 | 112.29 | 5.7674 | 997.476
21/01/2021 20:00 | 0 | 0 | 0 | 20.775 | 104.3 | 5.0855 | 997.213
21/01/2021 21:00 | 0 | 0 | 0 | 18.898 | 89.101 | 5.6238 | 996.708
21/01/2021 22:00 | 0 | 0 | 0 | 19.295 | 99.16 | 5.7706 | 996.151
21/01/2021 23:00 | 0 | 0 | 0 | 16.786 | 29.631 | 5.5908 | 995.747
22/01/2021 00:00 | 0 | 0 | 0 | 17.441 | 67.884 | 5.596 | 995.317
22/01/2021 01:00 | 0 | 0 | 0 | 16.731 | 58.563 | 5.1124 | 995.028
22/01/2021 02:00 | 0 | 0 | 0 | 18.165 | 85.596 | 5.7891 | 994.786
22/01/2021 03:00 | 0 | 0 | 0 | 18.976 | 89.166 | 5.4699 | 994.59
22/01/2021 04:00 | 0 | 0 | 0 | 16.764 | 112.508 | 5.4062 | 994.36
22/01/2021 05:00 | 0 | 0 | 0 | 15.765 | 61.1432 | 5.9044 | 994.025
22/01/2021 06:00 | 66.347 | 300.38 | 27.634 | 16.813 | 86.458 | 5.9976 | 993.626
22/01/2021 07:00 | 289.76 | 623.54 | 63.761 | 22.606 | 138.16 | 5.6723 | 993.093
22/01/2021 08:00 | 534.44 | 781.27 | 72.761 | 24.802 | 138.815 | 6.3523 | 992.549
22/01/2021 09:00 | 728.38 | 834.2 | 89.51 | 25.039 | 125.8 | 6.5394 | 992.077
22/01/2021 10:00 | 881.1 | 859.3 | 104.83 | 24.313 | 118.84 | 6.0367 | 991.539
22/01/2021 11:00 | 945.4 | 878.4 | 104.07 | 25.081 | 112.57 | 6.2945 | 990.757
22/01/2021 12:00 | 953.4 | 850.6 | 133.34 | 25.196 | 118.36 | 6.1463 | 989.948
22/01/2021 13:00 | 906.5 | 847.9 | 126.69 | 25.642 | 121.81 | 5.5929 | 989.323
22/01/2021 14:00 | 766.77 | 809.93 | 119.84 | 26.014 | 117.46 | 5.2158 | 988.996
22/01/2021 15:00 | 478.04 | 551.57 | 121.84 | 25.572 | 116 | 5.0018 | 988.685
22/01/2021 16:00 | 348.19 | 669.31 | 73.251 | 24.911 | 119.78 | 3.5625 | 988.492
22/01/2021 17:00 | 107.89 | 367.92 | 43.372 | 23.589 | 111.37 | 3.7645 | 988.382
22/01/2021 18:00 | 0 | 0 | 0 | 22.321 | 103.43 | 3.7574 | 988.374
22/01/2021 19:00 | 0 | 0 | 0 | 21.423 | 107.99 | 3.4569 | 988.3
22/01/2021 20:00 | 0 | 0 | 0 | 21.522 | 114.79 | 4.477 | 988.433
22/01/2021 21:00 | 0 | 0 | 0 | 20.909 | 107.3 | 5.3249 | 988.554
22/01/2021 22:00 | 0 | 0 | 0 | 20.888 | 93.77 | 5.2243 | 988.416
22/01/2021 23:00 | 0 | 0 | 0 | 21.187 | 113.15 | 6.1357 | 988.32
23/01/2021 00:00 | 0 | 0 | 0 | 20.108 | 89.7422 | 6.9627 | 988.521
23/01/2021 01:00 | 0 | 0 | 0 | 19.628 | 92.55 | 7.0042 | 988.854
23/01/2021 02:00 | 0 | 0 | 0 | 19.816 | 111.96 | 6.929 | 989.299
23/01/2021 03:00 | 0 | 0 | 0 | 17.846 | 177.36 | 6.8522 | 989.797
23/01/2021 04:00 | 0 | 0 | 0 | 17.532 | 49.909 | 5.721 | 990.48
23/01/2021 05:00 | 0 | 0.1225 | 0 | 18.104 | 38.101 | 5.6014 | 990.932
23/01/2021 06:00 | 70.318 | 298.17 | 30.182 | 18.595 | 94.607 | 5.5175 | 991.284
23/01/2021 07:00 | 293.48 | 632.3 | 61.659 | 22.338 | 111.432 | 6.2647 | 991.556
23/01/2021 08:00 | 537.65 | 775.2 | 76.299 | 25.635 | 190.14 | 6.0178 | 991.388
23/01/2021 09:00 | 729.97 | 802.83 | 111.06 | 25.236 | 128.32 | 5.6015 | 991.435
23/01/2021 10:00 | 924.01 | 802.67 | 195.55 | 25.572 | 112.05 | 5.6016 | 991.6
23/01/2021 11:00 | 941.8 | 839.1 | 134.86 | 25.6 | 112.37 | 5.9764 | 991.762
23/01/2021 12:00 | 950.1 | 828.4 | 149.53 | 25.103 | 117.06 | 6.1236 | 991.889
23/01/2021 13:00 | 895 | 807.6 | 147.39 | 25.232 | 110.43 | 5.7542 | 991.875
23/01/2021 14:00 | 758.39 | 754.76 | 151.79 | 24.761 | 112.37 | 5.9596 | 992.183
23/01/2021 15:00 | 583.86 | 729.64 | 114.34 | 24.042 | 112.13 | 5.9836 | 992.578
23/01/2021 16:00 | 345.79 | 637.01 | 86.39 | 23.781 | 112.47 | 6.078 | 992.981
23/01/2021 17:00 | 107.51 | 369.85 | 43.556 | 22.711 | 113.08 | 6.1209 | 993.256
23/01/2021 18:00 | 0 | 0 | 0 | 21.764 | 110.29 | 6.3033 | 993.427
23/01/2021 19:00 | 0 | 0 | 0 | 21.549 | 107.91 | 6.6148 | 993.482
23/01/2021 20:00 | 0 | 0 | 0 | 21.342 | 110 | 6.5709 | 993.347
23/01/2021 21:00 | 0 | 0 | 0 | 21.18 | 100.228 | 6.4999 | 993.247
23/01/2021 22:00 | 0 | 0 | 0 | 21.235 | 104.35 | 7.3083 | 993.136
23/01/2021 23:00 | 0 | 0 | 0 | 20.778 | 108.72 | 7.586 | 993.12
24/01/2021 00:00 | 0 | 0 | 0 | 20.165 | 99.72 | 8.0211 | 993.23
24/01/2021 01:00 | 0 | 0 | 0 | 20.661 | 108.56 | 7.7863 | 993.33
24/01/2021 02:00 | 0 | 0 | 0 | 19.972 | 89.2522 | 8.6155 | 993.459
24/01/2021 03:00 | 0 | 0 | 0 | 20.504 | 103.47 | 8.5519 | 993.666
24/01/2021 04:00 | 0 | 0 | 0 | 19.842 | 98.494 | 7.893 | 993.973
24/01/2021 05:00 | 0 | 0.0367 | 0 | 18.263 | 101.455 | 7.4545 | 994.098
24/01/2021 06:00 | 26.212 | 0.9118 | 24.391 | 20.939 | 97.637 | 7.7946 | 994.107
24/01/2021 07:00 | 311.21 | 651.93 | 63.33 | 22.564 | 99.762 | 7.9929 | 993.856
24/01/2021 08:00 | 554.5 | 770.82 | 81.042 | 23.694 | 110.62 | 8.6734 | 993.465
24/01/2021 09:00 | 746.58 | 834.8 | 87.8 | 24.707 | 116.45 | 7.9529 | 993.08
24/01/2021 10:00 | 888.3 | 850.5 | 105.58 | 24.544 | 117.12 | 7.8905 | 992.735
24/01/2021 11:00 | 940.4 | 844.91 | 119.86 | 24.683 | 123.78 | 8.5157 | 992.572
24/01/2021 12:00 | 954.5 | 863 | 112.15 | 25.063 | 122.33 | 7.8559 | 992.55
24/01/2021 13:00 | 908.9 | 858.2 | 106.45 | 24.954 | 117.14 | 7.8148 | 992.498
24/01/2021 14:00 | 776.16 | 822.1 | 102.8 | 24.457 | 113.48 | 7.8438 | 992.533
24/01/2021 15:00 | 594.08 | 747.53 | 105.16 | 24.436 | 113.31 | 7.7301 | 992.567
24/01/2021 16:00 | 386.81 | 612.84 | 129.69 | 24.22 | 109.6 | 7.4437 | 992.639
24/01/2021 17:00 | 105.841 | 216.965 | 66.657 | 22.994 | 108.94 | 7.5825 | 992.81
24/01/2021 18:00 | 0 | 0 | 0 | 22.203 | 102.4089 | 6.9808 | 992.999
24/01/2021 19:00 | 0 | 0.0222 | 0 | 21.392 | 119.51 | 7.036 | 992.963
24/01/2021 20:00 | 0 | 0 | 0 | 21.236 | 112.85 | 6.7976 | 992.936
24/01/2021 21:00 | 0 | 0 | 0 | 21.321 | 113.89 | 6.6111 | 992.965
24/01/2021 22:00 | 0 | 0 | 0 | 21.302 | 118.44 | 6.8297 | 992.84
24/01/2021 23:00 | 0 | 0 | 0 | 20.405 | 67.076 | 6.6578 | 992.787
25/01/2021 00:00 | 0 | 0 | 0 | 20.82 | 85.7372 | 6.4983 | 992.72
25/01/2021 01:00 | 0 | 0 | 0 | 21.453 | 124.53 | 6.6154 | 992.737
25/01/2021 02:00 | 0 | 0 | 0 | 21.094 | 98.12 | 6.3603 | 992.655
25/01/2021 03:00 | 0 | 0 | 0 | 19.357 | 162.157 | 6.5576 | 992.605
25/01/2021 04:00 | 0 | 0 | 0 | 18.967 | 44.077 | 6.4754 | 992.665
25/01/2021 05:00 | 0 | 0.1388 | 0 | 19.069 | 85.427 | 6.6681 | 992.945
25/01/2021 06:00 | 21.743 | 1.0024 | 19.735 | 20.408 | 89.456 | 6.9656 | 993.049
25/01/2021 07:00 | 192.32 | 40.1855 | 176.4 | 21.67 | 115.81 | 7.3012 | 993.024
25/01/2021 08:00 | 375.94 | 87.3251 | 321.98 | 22.568 | 113.33 | 7.2813 | 993.069
25/01/2021 09:00 | 822.65 | 664.04 | 311.77 | 23.97 | 125.71 | 7.3435 | 993.159
25/01/2021 10:00 | 342.17 | 1.0046 | 342.5 | 23.46 | 110.59 | 7.9126 | 993.09
25/01/2021 11:00 | 951 | 889.7 | 96.99 | 25.093 | 112.84 | 7.7279 | 993.057
25/01/2021 12:00 | 959.4 | 893 | 99.39 | 25.349 | 114.3 | 8.4291 | 993.175
25/01/2021 13:00 | 914.3 | 901 | 84.43 | 26.294 | 109.56 | 7.9243 | 993.264
25/01/2021 14:00 | 777.52 | 874.7 | 78.793 | 26.76 | 111.07 | 8.0018 | 993.33
25/01/2021 15:00 | 602.96 | 830.3 | 70.074 | 26.656 | 112.68 | 7.7336 | 993.27
25/01/2021 16:00 | 362.55 | 735.9 | 57.043 | 26.139 | 116.53 | 7.3588 | 993.3
25/01/2021 17:00 | 116.21 | 455.72 | 37.048 | 24.022 | 120.93 | 7.5238 | 993.39
25/01/2021 18:00 | 0 | 0 | 0 | 22.863 | 110.908 | 7.477 | 993.427
25/01/2021 19:00 | 0 | 0 | 0 | 20.913 | 26.453 | 7.6463 | 993.499
25/01/2021 20:00 | 0 | 0 | 0 | 19.665 | 85.096 | 8.5633 | 993.748
25/01/2021 21:00 | 0 | 0 | 0 | 20.01 | 155.2183 | 8.473 | 994.024
25/01/2021 22:00 | 0 | 0 | 0 | 20.175 | 271.97 | 8.7921 | 994.193
25/01/2021 23:00 | 0 | 0 | 0 | 19.349 | 136.135 | 7.8105 | 994.494
26/01/2021 00:00 | 0 | 0 | 0 | 18.362 | 244.811 | 7.8399 | 994.918
26/01/2021 01:00 | 0 | 0 | 0 | 18.985 | 42.416 | 7.6636 | 995.334
26/01/2021 02:00 | 0 | 0 | 0 | 17.695 | 30.163 | 8.058 | 995.829
26/01/2021 03:00 | 0 | 0 | 0 | 18.612 | 54.902 | 8.1259 | 996.559
26/01/2021 04:00 | 0 | 0 | 0 | 18.26 | 81.519 | 7.9213 | 997.321
26/01/2021 05:00 | 0 | 0 | 0 | 19.521 | 48.553 | 8.666 | 997.995
26/01/2021 06:00 | 77.677 | 315.35 | 34.24 | 19.067 | 49.442 | 8.664 | 998.697
26/01/2021 07:00 | 318.71 | 685.18 | 61.552 | 22.818 | 47.949 | 8.0399 | 999.279
26/01/2021 08:00 | 557.41 | 792.49 | 80.176 | 25.614 | 114.468 | 7.4051 | 999.773
26/01/2021 09:00 | 738.94 | 834.8 | 98.48 | 26.286 | 94.516 | 8.1911 | 1000.09
26/01/2021 10:00 | 890.2 | 859.6 | 112.55 | 26.261 | 135.18 | 8.222 | 1000.41
26/01/2021 11:00 | 955.5 | 872.6 | 119.27 | 25.821 | 128.76 | 7.8621 | 1000.75
26/01/2021 12:00 | 961 | 868.2 | 124.38 | 25.769 | 122.8 | 7.8171 | 1001.14
26/01/2021 13:00 | 908.5 | 847.9 | 126.58 | 25.905 | 128.41 | 7.8878 | 1001.56
26/01/2021 14:00 | 766.05 | 811.9 | 115.9 | 26.44 | 123.64 | 7.6764 | 1002.03
26/01/2021 15:00 | 586.6 | 754.64 | 100.97 | 25.119 | 121.75 | 7.3994 | 1002.49
26/01/2021 16:00 | 343.27 | 612.61 | 88.99 | 24.568 | 109.99 | 7.1429 | 1003
26/01/2021 17:00 | 106.34 | 316.69 | 49.574 | 23.062 | 106.35 | 7.2289 | 1003.53
26/01/2021 18:00 | 0 | 0 | 0 | 21.648 | 109.92 | 7.4646 | 1004.08
26/01/2021 19:00 | 0 | 0 | 0 | 21.195 | 109.66 | 6.8133 | 1004.67
26/01/2021 20:00 | 0 | 0 | 0 | 19.815 | 87.186 | 6.4462 | 1005.19
26/01/2021 21:00 | 0 | 0 | 0 | 19.738 | 74.291 | 6.878 | 1005.59
26/01/2021 22:00 | 0 | 0 | 0 | 18.563 | 56.292 | 6.2735 | 1005.84
26/01/2021 23:00 | 0 | 0 | 0 | 18.279 | 110.7982 | 6.8907 | 1006.16
27/01/2021 00:00 | 0 | 0 | 0 | 19.32 | 117.817 | 6.5728 | 1006.6
27/01/2021 01:00 | 0 | 0 | 0 | 20.171 | 52.399 | 6.4662 | 1007.09
27/01/2021 02:00 | 0 | 0 | 0 | 20.097 | 172.612 | 6.3855 | 1007.54
27/01/2021 03:00 | 0 | 0 | 0 | 19.319 | 161.8433 | 5.5933 | 1007.93
27/01/2021 04:00 | 0 | 0 | 0 | 19.323 | 118.981 | 5.5578 | 1008.5
27/01/2021 05:00 | 0 | 0.1643 | 0 | 18.717 | 89.788 | 5.9921 | 1008.94
27/01/2021 06:00 | 82.454 | 314.9 | 35.803 | 17.729 | 169.282 | 5.5447 | 1009.34
27/01/2021 07:00 | 323.43 | 650.71 | 71.305 | 22.391 | 149.37 | 6.282 | 1009.62
27/01/2021 08:00 | 574.95 | 766.11 | 104.54 | 25.111 | 275.81 | 7.3591 | 1009.64
27/01/2021 09:00 | 795.96 | 810.2 | 164.49 | 26.637 | 233.54 | 7.3074 | 1009.59
27/01/2021 10:00 | 997.9 | 804.61 | 267.82 | 26.955 | 223.73 | 6.6142 | 1009.42
27/01/2021 11:00 | 540.35 | 74.102 | 475.24 | 25.774 | 237 | 6.7933 | 1009.29
27/01/2021 12:00 | 1026.9 | 645.09 | 413.72 | 27.329 | 237.77 | 6.8357 | 1009.22
27/01/2021 13:00 | 380.12 | 52.5765 | 336.35 | 25.787 | 225.46 | 6.801 | 1009.12
27/01/2021 14:00 | 973.6 | 725.59 | 398.01 | 26.841 | 233.52 | 6.195 | 1009.1
27/01/2021 15:00 | 215.22 | 45.157 | 188.49 | 25.115 | 216.48 | 6.014 | 1009.06
27/01/2021 16:00 | 123.5 | 3.524 | 124.68 | 24.223 | 119.76 | 5.8048 | 1009.21
27/01/2021 17:00 | 143.71 | 256.26 | 98.56 | 23.931 | 100.063 | 5.4386 | 1009.42
27/01/2021 18:00 | 0 | 0 | 0 | 22.411 | 109.66 | 5.2515 | 1009.62
27/01/2021 19:00 | 0 | 0 | 0 | 21.663 | 101.44 | 5.3025 | 1009.7
27/01/2021 20:00 | 0 | 0 | 0 | 20.521 | 52.881 | 4.9627 | 1009.75
27/01/2021 21:00 | 0 | 0 | 0 | 20.464 | 103.296 | 4.5007 | 1009.92
27/01/2021 22:00 | 0 | 0 | 0 | 18.584 | 80.104 | 4.3068 | 1009.97
27/01/2021 23:00 | 0 | 0 | 0 | 18.516 | 59.279 | 4.8906 | 1009.99
28/01/2021 00:00 | 0 | 0 | 0 | 18.654 | 94.0558 | 4.5374 | 1010.11
28/01/2021 01:00 | 0 | 0 | 0 | 18.928 | 76.203 | 4.5699 | 1010.26
28/01/2021 02:00 | 0 | 0 | 0 | 19.093 | 46.887 | 3.8087 | 1010.43
28/01/2021 03:00 | 0 | 0 | 0 | 17.892 | 63.366 | 4.5902 | 1010.5
28/01/2021 04:00 | 0 | 0 | 0 | 17.184 | 49.1308 | 4.3383 | 1010.49
28/01/2021 05:00 | 0 | 0.0923 | 0 | 17.353 | 57.25 | 3.9873 | 1010.49
28/01/2021 06:00 | 85.091 | 285.89 | 39.531 | 17.822 | 59.204 | 4.2177 | 1010.4
28/01/2021 07:00 | 315 | 610.39 | 75.615 | 22.251 | 139.209 | 4.0239 | 1010.22
28/01/2021 08:00 | 554.15 | 740.36 | 96.32 | 25.263 | 190.69 | 3.9067 | 1010.09
28/01/2021 09:00 | 742.45 | 806 | 110.42 | 26.846 | 204.89 | 4.3685 | 1010.11
28/01/2021 10:00 | 893.3 | 844.6 | 122.67 | 26.148 | 184.14 | 4.1156 | 1009.96
28/01/2021 11:00 | 949.5 | 846.3 | 136.68 | 26.493 | 200.27 | 4.3596 | 1009.74
28/01/2021 12:00 | 957 | 844.1 | 144.67 | 26.582 | 203.61 | 4.6604 | 1009.57
28/01/2021 13:00 | 906.4 | 831.9 | 140.99 | 26.708 | 229.02 | 4.9505 | 1009.51
28/01/2021 14:00 | 594.9 | 84.722 | 529.05 | 26.808 | 241.02 | 4.8019 | 1009.48
28/01/2021 15:00 | 203.15 | 0.0317 | 208.37 | 25.137 | 249.28 | 4.0745 | 1009.54
28/01/2021 16:00 | 180.15 | 195.1121 | 102.02 | 24.663 | 253.81 | 4.2571 | 1009.66
28/01/2021 17:00 | 128.31 | 254.44 | 83.754 | 24.593 | 246.31 | 4.7903 | 1009.83
28/01/2021 18:00 | 0 | 0.2942 | 0 | 23.517 | 281.88 | 4.7273 | 1009.99
28/01/2021 19:00 | 0 | 0.2205 | 0 | 23.123 | 101.3009 | 5.4509 | 1010.13
28/01/2021 20:00 | 0 | 0 | 0 | 22.342 | 28.748 | 5.506 | 1010.08
28/01/2021 21:00 | 0 | 0 | 0 | 20.503 | 32.653 | 5.2615 | 1009.68
28/01/2021 22:00 | 0 | 0 | 0 | 19.637 | 53.6589 | 5.5915 | 1009.1
28/01/2021 23:00 | 0 | 0 | 0 | 19.172 | 120.6 | 5.2526 | 1008.57
29/01/2021 00:00 | 0 | 0 | 0 | 18.988 | 36.181 | 5.4814 | 1008.14
29/01/2021 01:00 | 0 | 0 | 0 | 18.799 | 88.655 | 4.6108 | 1007.87
29/01/2021 02:00 | 0 | 0 | 0 | 18.353 | 61.324 | 4.6583 | 1007.84
29/01/2021 03:00 | 0 | 0 | 0 | 18.186 | 94.238 | 4.994 | 1008.03
29/01/2021 04:00 | 0 | 0 | 0 | 19.397 | 63.3523 | 5.0057 | 1008.28
29/01/2021 05:00 | 0 | 0.0085 | 0 | 18.487 | 120.509 | 4.9093 | 1008.37
29/01/2021 06:00 | 39.71 | 13.3496 | 36.503 | 19.406 | 284.88 | 4.7613 | 1008.38
29/01/2021 07:00 | 187.72 | 53.7599 | 166.57 | 23.361 | 61.97 | 5.4859 | 1008.32
29/01/2021 08:00 | 568.08 | 701.13 | 129.8 | 26.031 | 193.6 | 4.8463 | 1008.03
29/01/2021 09:00 | 831.35 | 641.51 | 321.25 | 25.098 | 120.57 | 5.5492 | 1007.53
29/01/2021 10:00 | 939.8 | 762.4 | 239.66 | 26.415 | 203.93 | 6.3001 | 1006.96
29/01/2021 11:00 | 521.58 | 39.9912 | 487.73 | 25.73 | 116.98 | 5.872 | 1006.57
29/01/2021 12:00 | 550.88 | 106.0342 | 454 | 26.475 | 158.84 | 5.7644 | 1006.37
29/01/2021 13:00 | 442.28 | 30.266 | 420.44 | 26.628 | 194.22 | 5.8804 | 1006.12
29/01/2021 14:00 | 788.34 | 657.61 | 252.54 | 26.964 | 129.27 | 6.6687 | 1005.91
29/01/2021 15:00 | 622.75 | 611.37 | 223.46 | 26.688 | 126.82 | 6.6489 | 1005.72
29/01/2021 16:00 | 154.7 | 70.0471 | 124.99 | 24.838 | 119.47 | 5.482 | 1005.79
29/01/2021 17:00 | 108.37 | 265.71 | 60.764 | 24.084 | 121.06 | 5.8298 | 1005.91
29/01/2021 18:00 | 0 | 0 | 0 | 22.552 | 108.89 | 6.4685 | 1005.94
29/01/2021 19:00 | 0 | 0 | 0 | 21.108 | 73.89 | 5.7615 | 1005.96
29/01/2021 20:00 | 0 | 0 | 0 | 21.954 | 101.31 | 6.243 | 1006.01
29/01/2021 21:00 | 0 | 0 | 0 | 21.659 | 104.29 | 6.0167 | 1005.94
29/01/2021 22:00 | 0 | 0 | 0 | 20.564 | 90.166 | 5.5969 | 1005.84
29/01/2021 23:00 | 0 | 0 | 0 | 21.235 | 107.55 | 5.9752 | 1005.92
30/01/2021 00:00 | 0 | 0 | 0 | 20.494 | 102.06 | 5.3453 | 1005.87
30/01/2021 01:00 | 0 | 0 | 0 | 19.293 | 70.204 | 5.9946 | 1005.73
30/01/2021 02:00 | 0 | 0 | 0 | 18.504 | 82.073 | 5.8193 | 1005.89
30/01/2021 03:00 | 0 | 0 | 0 | 18.109 | 29.697 | 5.9924 | 1006.11
30/01/2021 04:00 | 0 | 0 | 0 | 18.895 | 108.103 | 5.2228 | 1006.33
30/01/2021 05:00 | 0 | 0 | 0 | 17.574 | 44.451 | 5.7224 | 1006.56
30/01/2021 06:00 | 89.542 | 273.39 | 43.079 | 18.068 | 90.064 | 5.6868 | 1006.72
30/01/2021 07:00 | 318.95 | 595.8 | 80.175 | 22.932 | 161.32 | 5.3122 | 1006.63
30/01/2021 08:00 | 560.33 | 721.64 | 105.23 | 24.862 | 175.15 | 6.0118 | 1006.27
30/01/2021 09:00 | 763.02 | 794.3 | 128.85 | 25.369 | 161.83 | 5.9024 | 1005.9
30/01/2021 10:00 | 602.8 | 189.1281 | 432.56 | 25.586 | 174.12 | 5.885 | 1005.6
30/01/2021 11:00 | 451.88 | 8.3707 | 446.69 | 25.512 | 134.24 | 6.8824 | 1005.27
30/01/2021 12:00 | 585.14 | 98.7879 | 496.24 | 25.799 | 120.8 | 7.1753 | 1004.96
30/01/2021 13:00 | 450.41 | 1.8785 | 453.39 | 26.166 | 127.36 | 7.3621 | 1004.64
30/01/2021 14:00 | 632.09 | 248.0995 | 431.72 | 25.961 | 134.71 | 7.5689 | 1004.57
30/01/2021 15:00 | 284.58 | 4.2308 | 286.28 | 25.092 | 121.65 | 6.9936 | 1004.61
30/01/2021 16:00 | 234.8 | 62.0801 | 211.14 | 25.352 | 124.6 | 6.8787 | 1004.69
30/01/2021 17:00 | 79.157 | 4.3139 | 78.938 | 24.162 | 103.13 | 6.9529 | 1004.74
30/01/2021 18:00 | 0 | 0 | 0 | 22.481 | 101.08 | 6.6422 | 1004.75
30/01/2021 19:00 | 0 | 0.0344 | 0 | 21.252 | 82.281 | 6.3226 | 1004.82
30/01/2021 20:00 | 0 | 0 | 0 | 20.088 | 72.216 | 5.7883 | 1004.6
30/01/2021 21:00 | 0 | 0 | 0 | 20.576 | 50.598 | 5.6985 | 1004.13
30/01/2021 22:00 | 0 | 0 | 0 | 19.127 | 52.738 | 6.3842 | 1003.67
30/01/2021 23:00 | 0 | 0 | 0 | 18.688 | 133.0759 | 5.4731 | 1003.23
31/01/2021 00:00 | 0 | 0 | 0 | 19.305 | 101.824 | 5.715 | 1002.86
31/01/2021 01:00 | 0 | 0 | 0 | 19.297 | 81.057 | 6.1829 | 1002.61
31/01/2021 02:00 | 0 | 0 | 0 | 18.514 | 65.183 | 5.5447 | 1002.55
31/01/2021 03:00 | 0 | 0 | 0 | 17.86 | 72.0072 | 5.1895 | 1002.68
31/01/2021 04:00 | 0 | 0 | 0 | 17.826 | 96.469 | 5.6265 | 1002.86
31/01/2021 05:00 | 0 | 0.0631 | 0 | 18.003 | 105.147 | 6.0439 | 1003
31/01/2021 06:00 | 94.618 | 318.83 | 40.301 | 18.792 | 53.413 | 5.4327 | 1003.09
31/01/2021 07:00 | 326.68 | 630.71 | 76.558 | 23.889 | 194.2265 | 6.1904 | 1003.07
31/01/2021 08:00 | 670.13 | 736.15 | 202.58 | 25.48 | 232.62 | 6.0805 | 1002.9
31/01/2021 09:00 | 736 | 683.01 | 185.73 | 26.552 | 196.97 | 6.4664 | 1002.67
31/01/2021 10:00 | 764.07 | 323.319 | 468.26 | 26.403 | 125.78 | 6.3895 | 1002.35
31/01/2021 11:00 | 1261 | 706.27 | 585.09 | 27.232 | 113.713 | 6.5123 | 1002.01
31/01/2021 12:00 | 474.69 | 2.859 | 476.59 | 25.908 | 138.03 | 6.7554 | 1001.7
31/01/2021 13:00 | 406.57 | 42.1226 | 372.52 | 26.729 | 134.87 | 6.8598 | 1001.46
31/01/2021 14:00 | 784.59 | 759 | 165.55 | 27.398 | 221.77 | 7.7141 | 1001.28
31/01/2021 15:00 | 612.69 | 611.31 | 211.11 | 27.186 | 225.4 | 7.2169 | 1001.11
31/01/2021 16:00 | 379.93 | 585 | 136.37 | 26.868 | 220.1 | 8.026 | 1000.96
31/01/2021 17:00 | 53.559 | 48.6194 | 46.624 | 24.567 | 202.86 | 7.4849 | 1000.95
31/01/2021 18:00 | 0 | 0 | 0 | 23.318 | 240.55 | 7.3965 | 1000.88
31/01/2021 19:00 | 0 | 0 | 0 | 22.29 | 173.2849 | 7.7313 | 1000.65
31/01/2021 20:00 | 0 | 0 | 0 | 20.55 | 33.9872 | 7.6117 | 1000.45
31/01/2021 21:00 | 0 | 0 | 0 | 21.702 | 99.968 | 6.8087 | 1000.25
31/01/2021 22:00 | 0 | 0 | 0 | 20.479 | 41.264 | 7.1115 | 999.734
31/01/2021 23:00 | 0 | 0 | 0 | 20.925 | 50.55 | 7.0782 | 999.227
01/02/2021 00:00 | 0 | 0 | 0 | 20.726 | 98.7611 | 7.0596 | 998.918
01/02/2021 01:00 | 0 | 0 | 0 | 21.474 | 103.249 | 7.1019 | 998.719
01/02/2021 02:00 | 0 | 0 | 0 | 20.528 | 213.4504 | 7.4383 | 998.399
01/02/2021 03:00 | 0 | 0 | 0 | 19.548 | 50.5 | 7.4822 | 998.345
01/02/2021 04:00 | 0 | 0 | 0 | 18.539 | 90.4595 | 7.4734 | 998.633
01/02/2021 05:00 | 0 | 0.2714 | 0 | 18.92 | 58.607 | 7.1579 | 998.889
01/02/2021 06:00 | 97.316 | 301.74 | 43.106 | 18.873 | 58.2723 | 7.1198 | 998.985
01/02/2021 07:00 | 253.01 | 385.228 | 90.31 | 23.034 | 162.23 | 6.5089 | 998.933
01/02/2021 08:00 | 505.78 | 465.719 | 203.97 | 24.446 | 199.44 | 6.9236 | 998.837
01/02/2021 09:00 | 487.37 | 203.8008 | 326.92 | 25.186 | 212.99 | 6.5954 | 998.579
01/02/2021 10:00 | 365.64 | 23.2539 | 350.37 | 24.873 | 174.751 | 7.0095 | 998.102
01/02/2021 11:00 | 304.17 | 1.5758 | 307.85 | 25.025 | 150.93 | 7.2337 | 997.66
01/02/2021 12:00 | 306.95 | 0.9826 | 306.87 | 23.795 | 111.74 | 7.4839 | 997.344
01/02/2021 13:00 | 260.78 | 1.2424 | 261.41 | 23.213 | 118.95 | 8.3387 | 997.167
01/02/2021 14:00 | 348.97 | 2.143 | 352.43 | 23.413 | 103.27 | 8.9314 | 997.19
01/02/2021 15:00 | 199.93 | 0 | 205.26 | 23.854 | 134.84 | 8.406 | 997.357
01/02/2021 16:00 | 83.62 | 0.4006 | 84.48 | 23.365 | 122.75 | 7.5716 | 997.645
01/02/2021 17:00 | 34.891 | 0.318 | 34.909 | 23.412 | 93.249 | 7.7352 | 997.814
01/02/2021 18:00 | 0 | 0 | 0 | 22.988 | 122.27 | 7.426 | 997.892
01/02/2021 19:00 | 0 | 0 | 0 | 21.737 | 116.07 | 7.9469 | 998.007
01/02/2021 20:00 | 0 | 0 | 0 | 21 | 59.253 | 7.8866 | 998.067
01/02/2021 21:00 | 0 | 0 | 0 | 20.995 | 127.454 | 6.9648 | 998.014
01/02/2021 22:00 | 0 | 0 | 0 | 21.589 | 112.288 | 6.8899 | 997.824
01/02/2021 23:00 | 0 | 0 | 0 | 21.584 | 188.2678 | 7.5461 | 997.578
02/02/2021 00:00 | 0 | 0 | 0 | 20.278 | 263.19 | 6.8742 | 997.393
02/02/2021 01:00 | 0 | 0 | 0 | 19.944 | 107.85 | 6.6668 | 997.293
02/02/2021 02:00 | 0 | 0 | 0 | 19.161 | 30.171 | 6.6568 | 997.155
02/02/2021 03:00 | 0 | 0 | 0 | 20.267 | 24.488 | 6.098 | 997.033
02/02/2021 04:00 | 0 | 0 | 0 | 19.736 | 215.1389 | 6.3012 | 997.165
02/02/2021 05:00 | 0 | 0 | 0 | 18.836 | 29.495 | 6.5785 | 997.346
02/02/2021 06:00 | 44.3 | 0.6822 | 43.104 | 19.049 | 199.85 | 5.8202 | 997.631
02/02/2021 07:00 | 293.53 | 458.82 | 104.14 | 23.61 | 266.6 | 5.1539 | 997.893
02/02/2021 08:00 | 563.56 | 429.049 | 289.25 | 25.781 | 241.1 | 5.6978 | 998.094
02/02/2021 09:00 | 390.92 | 11.3689 | 386.09 | 24.761 | 139.38 | 5.4628 | 998.187
02/02/2021 10:00 | 234.56 | 0.2416 | 237.06 | 23.58 | 128.7 | 6.1873 | 998.063
02/02/2021 11:00 | 411.5 | 4.5894 | 408.59 | 24.081 | 125.21 | 6.0823 | 997.925
02/02/2021 12:00 | 804.07 | 133.176 | 685.43 | 25.48 | 125.48 | 5.7998 | 997.911
02/02/2021 13:00 | 420.38 | 23.0188 | 404.33 | 23.575 | 117.91 | 6.5568 | 998.042
02/02/2021 14:00 | 905.2 | 819.2 | 231.79 | 26.23 | 125.87 | 6.8346 | 998.357
02/02/2021 15:00 | 680.1 | 721.47 | 206.84 | 26.11 | 134.7 | 6.1617 | 998.687
02/02/2021 16:00 | 379.98 | 678.22 | 88.7 | 24.901 | 128.52 | 6.2916 | 999.164
02/02/2021 17:00 | 149.48 | 391.52 | 78.316 | 23.609 | 117.45 | 5.9241 | 999.626
02/02/2021 18:00 | 0 | 0 | 0 | 22.871 | 114.14 | 6.5038 | 999.995
02/02/2021 19:00 | 0 | 0 | 0 | 22.553 | 114.8 | 5.2925 | 1000.33
02/02/2021 20:00 | 0 | 0 | 0 | 21.169 | 159.44 | 5.6575 | 1000.5
02/02/2021 21:00 | 0 | 0 | 0 | 20.87 | 109.579 | 5.3366 | 1000.71
02/02/2021 22:00 | 0 | 0 | 0 | 19.571 | 146.465 | 5.1079 | 1000.81
02/02/2021 23:00 | 0 | 0 | 0 | 20.09 | 147.2382 | 5.0032 | 1000.88
03/02/2021 00:00 | 0 | 0 | 0 | 20.1 | 233.59 | 5.2528 | 1001.23
03/02/2021 01:00 | 0 | 0 | 0 | 20.69 | 143.1478 | 4.2057 | 1001.87
03/02/2021 02:00 | 0 | 0 | 0 | 20.352 | 194.42 | 4.0857 | 1002.44
03/02/2021 03:00 | 0 | 0 | 0 | 20.138 | 195.7699 | 4.4576 | 1002.69
03/02/2021 04:00 | 0 | 0 | 0 | 20.055 | 37.284 | 4.6489 | 1002.7
03/02/2021 05:00 | 0 | 0 | 0 | 18.706 | 51.826 | 4.7146 | 1002.95
03/02/2021 06:00 | 76.882 | 183.981 | 43.111 | 18.586 | 22.844 | 4.5165 | 1003.22
03/02/2021 07:00 | 393.2 | 554.52 | 161.07 | 25.043 | 210.545 | 4.8134 | 1003.35
03/02/2021 08:00 | 572.1 | 744.12 | 93.9 | 25.87 | 257.58 | 4.8789 | 1003.66
03/02/2021 09:00 | 755.47 | 810.46 | 95.92 | 25.231 | 195.25 | 5.2554 | 1003.81
03/02/2021 10:00 | 900 | 842.9 | 112.38 | 25.805 | 163.08 | 5.3313 | 1003.76
03/02/2021 11:00 | 929.35 | 700.32 | 243.56 | 25.833 | 179.78 | 5.0242 | 1003.83
03/02/2021 12:00 | 329.6 | 0 | 332.22 | 25.628 | 227.81 | 5.6222 | 1003.94
03/02/2021 13:00 | 146.32 | 0.1441 | 147.55 | 24.422 | 228.15 | 5.1136 | 1003.91
03/02/2021 14:00 | 422.45 | 32.0246 | 401.04 | 25.197 | 245.84 | 5.4225 | 1004.1
03/02/2021 15:00 | 455.55 | 194.4221 | 329.64 | 25.628 | 246.35 | 5.5443 | 1004.25
03/02/2021 16:00 | 392.65 | 351.235 | 244.82 | 25.52 | 235.52 | 6.0499 | 1004.42
03/02/2021 17:00 | 87.165 | 16.6943 | 84.759 | 24.02 | 254.42 | 6.3677 | 1004.8
03/02/2021 18:00 | 0 | 0.2003 | 0 | 23.31 | 277.96 | 6.2534 | 1005.13
03/02/2021 19:00 | 0 | 0 | 0 | 22.303 | 297.36 | 6.3503 | 1005.41
03/02/2021 20:00 | 0 | 0 | 0 | 21.351 | 131.481 | 5.4666 | 1005.59
03/02/2021 21:00 | 0 | 0 | 0 | 20.793 | 232.78 | 5.6397 | 1005.75
03/02/2021 22:00 | 0 | 0 | 0 | 20.236 | 122.798 | 5.8114 | 1005.84
03/02/2021 23:00 | 0 | 0 | 0 | 19.561 | 169.87 | 5.3184 | 1005.99
04/02/2021 00:00 | 0 | 0 | 0 | 19.042 | 155.225 | 5.6983 | 1006.21
04/02/2021 01:00 | 0 | 0 | 0 | 19.7 | 107.7185 | 5.4249 | 1006.5
04/02/2021 02:00 | 0 | 0 | 0 | 19.157 | 112.3202 | 5.1091 | 1006.78
04/02/2021 03:00 | 0 | 0 | 0 | 19.868 | 86.2416 | 5.4637 | 1007.07
04/02/2021 04:00 | 0 | 0 | 0 | 18.79 | 152.133 | 5.2406 | 1007.54
04/02/2021 05:00 | 0 | 0 | 0 | 18.876 | 118.5584 | 5.6493 | 1007.96
04/02/2021 06:00 | 114.48 | 367 | 48.448 | 19.701 | 125.426 | 5.4983 | 1008.27
04/02/2021 07:00 | 40.852 | 0 | 42.285 | 22.524 | 290.03 | 5.473 | 1008.5
04/02/2021 08:00 | 458.98 | 336.7027 | 233.91 | 22.457 | 172.758 | 5.3398 | 1008.71
04/02/2021 09:00 | 764.06 | 770.23 | 129.75 | 24.963 | 160.59 | 4.5082 | 1008.76
04/02/2021 10:00 | 909.7 | 795.47 | 162.74 | 25.029 | 175.8 | 4.8338 | 1008.8
04/02/2021 11:00 | 1000.4 | 808.71 | 199.41 | 25.217 | 156.45 | 4.6911 | 1008.79
04/02/2021 12:00 | 749.63 | 179.316 | 578.56 | 25.257 | 181.98 | 5.3741 | 1008.78
04/02/2021 13:00 | 445.21 | 42.5804 | 406.47 | 24.661 | 170.32 | 6.1618 | 1008.7
04/02/2021 14:00 | 151.77 | 0.0381 | 154.05 | 23.98 | 190.36 | 6.7196 | 1008.72
04/02/2021 15:00 | 119.93 | 0 | 123.11 | 23.509 | 197.68 | 6.5269 | 1008.93
04/02/2021 16:00 | 74.579 | 0 | 77.345 | 23.191 | 181.09 | 6.715 | 1009.2
04/02/2021 17:00 | 1.1748 | 0 | 0.6963 | 21.355 | 219.67 | 6.6764 | 1009.51
04/02/2021 18:00 | 1.1936 | 0.1499 | 0 | 20.884 | 190.98 | 6.7384 | 1009.86
04/02/2021 19:00 | 0 | 0 | 0 | 20.691 | 256.59 | 6.6732 | 1010.33
04/02/2021 20:00 | 0 | 0 | 0 | 20.007 | 87.768 | 6.377 | 1010.69
04/02/2021 21:00 | 0 | 0 | 0 | 19.509 | 337.84 | 5.6642 | 1010.83
04/02/2021 22:00 | 0 | 0 | 0 | 18.683 | 140.1833 | 6.1197 | 1010.87
04/02/2021 23:00 | 0 | 0 | 0 | 18.458 | 78.815 | 6.046 | 1010.9
05/02/2021 00:00 | 0 | 0 | 0 | 17.914 | 79.876 | 6.1932 | 1011.04
05/02/2021 01:00 | 0 | 0 | 0 | 17.985 | 44.33 | 6.6926 | 1011.22
05/02/2021 02:00 | 0 | 0 | 0 | 16.806 | 58.887 | 5.9272 | 1011.43
05/02/2021 03:00 | 0 | 0 | 0 | 17.231 | 100.019 | 6.4059 | 1011.68
05/02/2021 04:00 | 0 | 0 | 0 | 16.966 | 76.02 | 5.9391 | 1011.96
05/02/2021 05:00 | 0 | 0.3075 | 0 | 17.615 | 99.597 | 6.3761 | 1012.2
05/02/2021 06:00 | 11.9981 | 0.1097 | 11.1511 | 18.164 | 58.189 | 6.5677 | 1012.38
05/02/2021 07:00 | 298.75 | 291.145 | 171.07 | 20.969 | 44.44 | 6.808 | 1012.46
05/02/2021 08:00 | 204.87 | 0.2073 | 205.91 | 22.297 | 121.48 | 7.6105 | 1012.54
05/02/2021 09:00 | 422.03 | 61.5413 | 374.1 | 23.307 | 135.77 | 7.8471 | 1012.59
05/02/2021 10:00 | 248.19 | 0.7811 | 245.17 | 20.503 | 62.108 | 7.6215 | 1012.41
05/02/2021 11:00 | 1046 | 775.12 | 310.86 | 23.734 | 141.48 | 8.0315 | 1012.02
05/02/2021 12:00 | 912.92 | 558.3251 | 388.2 | 24.126 | 130.8 | 8.6743 | 1011.76
05/02/2021 13:00 | 914.85 | 745.848 | 232.71 | 23.847 | 134.21 | 9.0574 | 1011.55
05/02/2021 14:00 | 223.22 | 0 | 224.11 | 23.125 | 136.09 | 9.3135 | 1011.36
05/02/2021 15:00 | 400.9 | 97.339 | 338.98 | 23.184 | 130.32 | 8.2914 | 1011.27
05/02/2021 16:00 | 154.51 | 5.4507 | 152.29 | 22.449 | 126.96 | 8.369 | 1011.39
05/02/2021 17:00 | 73.726 | 56.1556 | 63.604 | 21.957 | 116.32 | 7.7629 | 1011.57
05/02/2021 18:00 | 0.1269 | 0 | 0 | 21.7 | 119.37 | 7.6123 | 1011.66
05/02/2021 19:00 | 1.5673 | 0.2481 | 0 | 21.078 | 122.83 | 7.1568 | 1011.89
05/02/2021 20:00 | 0 | 0 | 0 | 20.858 | 99.78 | 6.9182 | 1012.16
05/02/2021 21:00 | 0 | 0 | 0 | 21.124 | 116.36 | 6.7799 | 1012.1
05/02/2021 22:00 | 0 | 0 | 0 | 20.198 | 79.5785 | 7.0586 | 1011.96
05/02/2021 23:00 | 0 | 0 | 0 | 19.458 | 81.655 | 6.4028 | 1011.81
06/02/2021 00:00 | 0 | 0 | 0 | 19.287 | 87.431 | 6.9875 | 1011.79
06/02/2021 01:00 | 0 | 0 | 0 | 19.057 | 92.952 | 6.5145 | 1011.68
06/02/2021 02:00 | 0 | 0 | 0 | 19.356 | 86.775 | 6.1969 | 1011.59
06/02/2021 03:00 | 0 | 0 | 0 | 19.679 | 86.68 | 6.7962 | 1011.69
06/02/2021 04:00 | 0 | 0 | 0 | 20.073 | 83.6358 | 6.6461 | 1011.88
06/02/2021 05:00 | 0 | 0 | 0 | 19.859 | 86.1765 | 6.721 | 1012.17
06/02/2021 06:00 | 35.997 | 0.3086 | 34.322 | 19.971 | 101.4 | 6.993 | 1012.32
06/02/2021 07:00 | 155.33 | 19.9467 | 145.77 | 21.228 | 105.25 | 6.9059 | 1012.28
06/02/2021 08:00 | 158.04 | 1.0423 | 156.19 | 21.633 | 108.49 | 6.8518 | 1012.27
06/02/2021 09:00 | 115.24 | 0.0626 | 114.05 | 20.531 | 96.14 | 7.9603 | 1011.92
06/02/2021 10:00 | 778.55 | 361.257 | 441.78 | 22.952 | 130.095 | 7.55 | 1011.32
06/02/2021 11:00 | 1017.76 | 624.66 | 418.86 | 23.908 | 115.64 | 7.8488 | 1010.66
06/02/2021 12:00 | 1034.4 | 761.84 | 305.99 | 24.403 | 115.04 | 7.7849 | 1010.06
06/02/2021 13:00 | 934.8 | 867.9 | 130 | 24.259 | 111.02 | 8.6251 | 1009.56
06/02/2021 14:00 | 832.2 | 846.1 | 143.21 | 24.179 | 108.42 | 7.97 | 1009.19
06/02/2021 15:00 | 519.3 | 251.0423 | 355.56 | 23.695 | 115.56 | 7.8389 | 1008.98
06/02/2021 16:00 | 134.39 | 2.5314 | 133.13 | 22.467 | 115.54 | 7.4593 | 1008.87
06/02/2021 17:00 | 30.208 | 1.684 | 28.428 | 21.275 | 112.43 | 6.9531 | 1008.94
06/02/2021 18:00 | 0 | 0.1315 | 0 | 21.437 | 104.3057 | 7.0487 | 1008.94
06/02/2021 19:00 | 0 | 0 | 0 | 21.576 | 116.46 | 7.4338 | 1008.88
06/02/2021 20:00 | 0 | 0 | 0 | 20.61 | 81.737 | 7.2755 | 1008.73
06/02/2021 21:00 | 0 | 0 | 0 | 21.174 | 104.11 | 6.3825 | 1008.49
06/02/2021 22:00 | 0 | 0 | 0 | 22.065 | 89.891 | 6.2686 | 1008.12
06/02/2021 23:00 | 0 | 0 | 0 | 21.426 | 105.137 | 6.4208 | 1007.8
07/02/2021 00:00 | 0 | 0 | 0 | 21.158 | 106.11 | 6.1574 | 1007.55
07/02/2021 01:00 | 0 | 0 | 0 | 21.345 | 81.0228 | 6.1367 | 1007.33
07/02/2021 02:00 | 0 | 0 | 0 | 21.303 | 88.93 | 6.5195 | 1007.18
07/02/2021 03:00 | 0 | 0 | 0 | 20.292 | 74.277 | 6.4843 | 1007.26
07/02/2021 04:00 | 0 | 0 | 0 | 19.024 | 175.984 | 6.4482 | 1007.35
07/02/2021 05:00 | 0 | 0 | 0 | 18.609 | 50.319 | 6.1026 | 1007.35
07/02/2021 06:00 | 37.576 | 0.2512 | 36.362 | 18.064 | 250.05 | 6.4165 | 1007.25
07/02/2021 07:00 | 118.95 | 1.5541 | 116.3 | 21.714 | 98.415 | 5.9155 | 1007.09
07/02/2021 08:00 | 275.99 | 24.6824 | 260.54 | 23.938 | 286.99 | 6.3831 | 1006.89
07/02/2021 09:00 | 705.84 | 420.37 | 361.21 | 25.704 | 146.63 | 7.3319 | 1006.7
07/02/2021 10:00 | 920.2 | 861.2 | 122.67 | 26.477 | 130.39 | 6.9373 | 1006.37
07/02/2021 11:00 | 979.87 | 826.31 | 179.83 | 26.12 | 122.37 | 7.7073 | 1005.94
07/02/2021 12:00 | 986.2 | 878 | 134.84 | 26.082 | 119.05 | 7.9459 | 1005.55
07/02/2021 13:00 | 932.4 | 857.4 | 131.95 | 25.996 | 122.23 | 7.7938 | 1005.21
07/02/2021 14:00 | 813.4 | 839.1 | 125.85 | 26.557 | 133.09 | 7.8762 | 1005.11
07/02/2021 15:00 | 605.72 | 756.65 | 110.42 | 27.043 | 125.49 | 7.9538 | 1005.15
07/02/2021 16:00 | 364.52 | 631.74 | 92.73 | 26.526 | 119.08 | 6.099 | 1005.3
07/02/2021 17:00 | 44.242 | 25.8259 | 39.478 | 24.366 | 127.25 | 6.6334 | 1005.56
07/02/2021 18:00 | 0 | 0 | 0 | 23.416 | 109.102 | 6.3807 | 1006.06
07/02/2021 19:00 | 0 | 0 | 0 | 21.523 | 52.927 | 6.5174 | 1006.77
07/02/2021 20:00 | 0 | 0 | 0 | 20.254 | 106.0074 | 6.3597 | 1006.83
07/02/2021 21:00 | 0 | 0 | 0 | 20.523 | 83.61 | 5.8405 | 1006.53
07/02/2021 22:00 | 0 | 0 | 0 | 20.164 | 55.893 | 5.7627 | 1006.27
07/02/2021 23:00 | 0 | 0 | 0 | 19.615 | 139.576 | 6.1172 | 1006.06
08/02/2021 00:00 | 0 | 0 | 0 | 19.085 | 110.298 | 5.4449 | 1005.81
08/02/2021 01:00 | 0 | 0 | 0 | 19.496 | 83.223 | 5.6913 | 1005.83
08/02/2021 02:00 | 0 | 0 | 0 | 18.667 | 63.9469 | 5.6436 | 1005.97
08/02/2021 03:00 | 0 | 0 | 0 | 18.584 | 35.852 | 4.997 | 1006.23
08/02/2021 04:00 | 0 | 0 | 0 | 19.322 | 22.6882 | 5.4519 | 1006.58
08/02/2021 05:00 | 0.3155 | 0.2825 | 0 | 20.165 | 242.209 | 5.3921 | 1006.88
08/02/2021 06:00 | 82.564 | 22.4468 | 76.271 | 20.995 | 144.177 | 5.4989 | 1007.15
08/02/2021 07:00 | 339.47 | 475.04 | 133.02 | 24.996 | 178.403 | 5.003 | 1007.23
08/02/2021 08:00 | 471.91 | 406.24 | 202.97 | 25.973 | 115.3987 | 5.0656 | 1006.99
08/02/2021 09:00 | 463.08 | 57.448 | 412.89 | 25.263 | 128.32 | 5.9301 | 1006.79
08/02/2021 10:00 | 930.02 | 704.19 | 263.6 | 26.371 | 134.68 | 5.4766 | 1006.66
08/02/2021 11:00 | 537.08 | 7.4857 | 531.04 | 25.264 | 128.69 | 5.9378 | 1006.6
08/02/2021 12:00 | 595.38 | 52.0407 | 554.37 | 26.232 | 127.91 | 6.6122 | 1006.62
08/02/2021 13:00 | 367.24 | 0.9434 | 369.11 | 26.434 | 130.57 | 6.4241 | 1006.39
08/02/2021 14:00 | 143.67 | 0.2284 | 146.1 | 24.381 | 119.62 | 7.4352 | 1006.23
08/02/2021 15:00 | 102.75 | 0 | 103.79 | 23.994 | 132.39 | 6.4667 | 1005.99
08/02/2021 16:00 | 119.37 | 1.0302 | 120.04 | 24.296 | 105.39 | 6.7061 | 1006.18
08/02/2021 17:00 | 51.482 | 0.284 | 51.767 | 24.353 | 148.36 | 6.5317 | 1006.53
08/02/2021 18:00 | 0 | 0 | 0 | 23.59 | 194.9799 | 6.1949 | 1006.85
08/02/2021 19:00 | 0.2495 | 0.318 | 0 | 23.249 | 300.14 | 6.1908 | 1007.32
08/02/2021 20:00 | 0 | 0 | 0 | 23.109 | 41.323 | 6.3644 | 1007.67
08/02/2021 21:00 | 0 | 0 | 0 | 22.482 | 103.93 | 6.1574 | 1007.94
08/02/2021 22:00 | 0 | 0 | 0 | 22.413 | 75.756 | 5.8378 | 1007.84
08/02/2021 23:00 | 0 | 0 | 0 | 22.352 | 50.668 | 6.069 | 1007.63
09/02/2021 00:00 | 0 | 0 | 0 | 22.437 | 93.327 | 5.5704 | 1007.71
09/02/2021 01:00 | 0 | 0 | 0 | 22.27 | 40.944 | 5.942 | 1007.88
09/02/2021 02:00 | 0 | 0 | 0 | 22.23 | 126.56 | 4.8771 | 1008.2
09/02/2021 03:00 | 0 | 0 | 0 | 21.655 | 144.57 | 5.4037 | 1008.4
09/02/2021 04:00 | 0 | 0 | 0 | 21.686 | 125.06 | 4.7224 | 1008.54
09/02/2021 05:00 | 0 | 0.0647 | 0 | 20.569 | 61.896 | 4.8303 | 1008.57
09/02/2021 06:00 | 69.245 | 0.1489 | 68.107 | 21.49 | 103.841 | 4.7015 | 1008.49
09/02/2021 07:00 | 140.87 | 0.318 | 139.61 | 21.969 | 109.76 | 4.909 | 1008.67
09/02/2021 08:00 | 240.49 | 0.4965 | 238.47 | 22.758 | 148.94 | 4.9629 | 1008.72
09/02/2021 09:00 | 660.79 | 135.974 | 545.84 | 23.836 | 126.96 | 5.3206 | 1008.51
09/02/2021 10:00 | 686.2 | 127.33 | 573.18 | 24.386 | 132.93 | 5.3713 | 1008.12
09/02/2021 11:00 | 672.32 | 101.788 | 585.07 | 24.85 | 150.41 | 5.6931 | 1007.63
09/02/2021 12:00 | 359.31 | 1.6643 | 360.32 | 25.187 | 183.24 | 5.8565 | 1007.08
09/02/2021 13:00 | 508.52 | 5.9316 | 508.09 | 25.127 | 221.18 | 5.7003 | 1006.67
09/02/2021 14:00 | 501.77 | 28.1608 | 483.46 | 25.179 | 165.94 | 6.2735 | 1006.56
09/02/2021 15:00 | 375.57 | 0.6853 | 378.54 | 26.024 | 206.85 | 6.3244 | 1006.32
09/02/2021 16:00 | 121.2 | 0.1398 | 122.96 | 24.286 | 245.38 | 5.6271 | 1006.26
09/02/2021 17:00 | 67.209 | 0.3921 | 68.059 | 24.508 | 109.71 | 5.3399 | 1006.33
09/02/2021 18:00 | 0 | 0 | 0 | 23.833 | 113.26 | 5.3508 | 1006.41
09/02/2021 19:00 | 0 | 0.0048 | 0 | 23.222 | 203.628 | 4.4457 | 1006.52
09/02/2021 20:00 | 0 | 0 | 0 | 23.056 | 90.24 | 5.0253 | 1006.59
09/02/2021 21:00 | 0 | 0 | 0 | 22.639 | 341.58 | 4.7926 | 1006.65
09/02/2021 22:00 | 0 | 0 | 0 | 22.806 | 58.164 | 4.5023 | 1006.58
09/02/2021 23:00 | 0 | 0 | 0 | 22.956 | 114.88 | 4.9935 | 1006.65
10/02/2021 00:00 | 0 | 0 | 0 | 22.633 | 121.83 | 4.5679 | 1006.84
10/02/2021 01:00 | 0 | 0 | 0 | 22.448 | 122.84 | 5.0161 | 1007.08
10/02/2021 02:00 | 0 | 0 | 0 | 22.126 | 268.84 | 4.6404 | 1007.49
10/02/2021 03:00 | 0 | 0 | 0 | 22.19 | 320.29 | 4.5777 | 1007.64
10/02/2021 04:00 | 0 | 0 | 0 | 22.383 | 212.98 | 4.9496 | 1007.72
10/02/2021 05:00 | 0.1986 | 0.2625 | 0 | 22.151 | 233.98 | 5.2974 | 1007.92
10/02/2021 06:00 | 41.612 | 0.416 | 40.962 | 22.469 | 35.216 | 4.4825 | 1008.08
10/02/2021 07:00 | 206.94 | 12.8574 | 200.23 | 24.156 | 137.347 | 5.377 | 1007.96
10/02/2021 08:00 | 609.86 | 815.9 | 89.08 | 26.356 | 139.42 | 5.3349 | 1007.81
10/02/2021 09:00 | 805.08 | 875.8 | 102.58 | 26.514 | 125.1 | 5.6986 | 1007.82
10/02/2021 10:00 | 507.84 | 23.9021 | 489.64 | 25.143 | 131.49 | 6.7419 | 1007.58
10/02/2021 11:00 | 994.9 | 876.3 | 155.45 | 26.289 | 130.61 | 6.5918 | 1007.36
10/02/2021 12:00 | 1013.1 | 871.2 | 178.24 | 26.698 | 128.34 | 6.5909 | 1007.13
10/02/2021 13:00 | 485.38 | 56.362 | 433.58 | 25.249 | 129.7 | 7.4806 | 1006.84
10/02/2021 14:00 | 811.47 | 718.09 | 231.46 | 25.641 | 130.37 | 6.88 | 1006.68
10/02/2021 15:00 | 562.6 | 321.385 | 350.96 | 26.062 | 135.39 | 6.7585 | 1006.42
10/02/2021 16:00 | 342.58 | 297.404 | 212.91 | 25.575 | 140.57 | 5.9423 | 1006.54
10/02/2021 17:00 | 70.551 | 0.4964 | 70.562 | 24.268 | 138.72 | 6.0441 | 1006.74
10/02/2021 18:00 | 0.0151 | 0 | 0 | 23.776 | 118.23 | 6.3299 | 1006.94
10/02/2021 19:00 | 0 | 0.0673 | 0 | 22.642 | 299.37 | 6.2491 | 1007.06
10/02/2021 20:00 | 0 | 0 | 0 | 22.95 | 163.6911 | 5.8209 | 1006.94
10/02/2021 21:00 | 0 | 0 | 0 | 22.579 | 131.119 | 5.4512 | 1006.71
10/02/2021 22:00 | 0 | 0 | 0 | 22.386 | 58.563 | 5.5358 | 1006.27
10/02/2021 23:00 | 0 | 0 | 0 | 20.987 | 153.213 | 5.3276 | 1005.92
11/02/2021 00:00 | 0 | 0 | 0 | 20.924 | 80.215 | 4.9452 | 1005.66
11/02/2021 01:00 | 0 | 0 | 0 | 20.572 | 59.9009 | 5.1912 | 1005.5
11/02/2021 02:00 | 0 | 0 | 0 | 20.907 | 42.919 | 4.8838 | 1005.44
11/02/2021 03:00 | 0 | 0 | 0 | 20.378 | 33.393 | 3.9767 | 1005.35
11/02/2021 04:00 | 0 | 0 | 0 | 20.894 | 55.765 | 4.1256 | 1005.27
11/02/2021 05:00 | 0.0094 | 0 | 0.0084 | 19.731 | 44.2864 | 3.8219 | 1005.27
11/02/2021 06:00 | 133.18 | 479.52 | 39.549 | 21.265 | 49.847 | 3.6369 | 1005.39
11/02/2021 07:00 | 374.52 | 725.06 | 63.119 | 25.649 | 258.42 | 4.3902 | 1005.52
11/02/2021 08:00 | 608.24 | 813.37 | 83.37 | 26.4082 | 257.3279 | 3.2855 | 1005.32
11/02/2021 09:00 | 656.51 | 601.334 | 170.97 | 26.7355 | 203.0162 | 4.0163 | 1005.34
11/02/2021 10:00 | 870.92 | 666.45 | 257.24 | 27.0627 | 148.7045 | 3.8079 | 1005
11/02/2021 11:00 | 991.7 | 853.8 | 173.17 | 27.39 | 94.3929 | 5.0466 | 1004.59
11/02/2021 12:00 | 992.4 | 843.3 | 182.13 | 27.362 | 123.07 | 5.1839 | 1004.3
11/02/2021 13:00 | 928.5 | 848.4 | 145.29 | 26.501 | 129.3 | 5.1231 | 1003.82
11/02/2021 14:00 | 797.44 | 814.6 | 134.28 | 26.764 | 133.05 | 5.6173 | 1003.49
11/02/2021 15:00 | 617.96 | 750.99 | 129.31 | 26.661 | 126.69 | 5.6544 | 1003.2
11/02/2021 16:00 | 378.58 | 685.9 | 82.85 | 26.348 | 130.47 | 4.9238 | 1003.1
11/02/2021 17:00 | 130.17 | 419.57 | 49.533 | 25.041 | 126.4 | 5.2613 | 1003.04
11/02/2021 18:00 | 0 | 0 | 0 | 23.705 | 94.523 | 5.0287 | 1003.02
11/02/2021 19:00 | 0 | 0.1091 | 0 | 23.301 | 294.67 | 5.3069 | 1003.04
11/02/2021 20:00 | 0 | 0 | 0 | 22.256 | 48.796 | 5.2816 | 1002.67
11/02/2021 21:00 | 0 | 0 | 0 | 21.107 | 198.91 | 5.5522 | 1002.39
11/02/2021 22:00 | 0 | 0 | 0 | 21.06 | 43.804 | 6.277 | 1002.04
11/02/2021 23:00 | 0 | 0 | 0 | 20.132 | 183.905 | 5.9347 | 1001.68
12/02/2021 00:00 | 0 | 0 | 0 | 20.147 | 226.1855 | 6.1136 | 1001.6
12/02/2021 01:00 | 0 | 0 | 0 | 20.104 | 35.066 | 6.2165 | 1001.65
12/02/2021 02:00 | 0 | 0 | 0 | 20.831 | 33.911 | 5.9218 | 1001.78
12/02/2021 03:00 | 0 | 0 | 0 | 20.348 | 241.076 | 5.5787 | 1001.86
12/02/2021 04:00 | 0 | 0 | 0 | 20.725 | 152.56 | 5.4365 | 1001.99
12/02/2021 05:00 | 0 | 0 | 0 | 19.963 | 73.202 | 5.3928 | 1002.1
12/02/2021 06:00 | 165.26 | 481.97 | 68.216 | 21.386 | 26.423 | 4.9401 | 1002.2
12/02/2021 07:00 | 295.63 | 132.514 | 236.21 | 24.788 | 79.103 | 5.4865 | 1002.24
12/02/2021 08:00 | 521.8 | 532.05 | 170.63 | 25.881 | 164.07 | 4.7523 | 1002.18
12/02/2021 09:00 | 811.6 | 899.6 | 79.748 | 27.181 | 140.95 | 3.9733 | 1002.08
12/02/2021 10:00 | 937.5 | 934 | 72.955 | 27.11 | 129.87 | 3.6269 | 1001.69
12/02/2021 11:00 | 994.8 | 940.8 | 82.57 | 26.984 | 125.46 | 4.5791 | 1001.24
12/02/2021 12:00 | 998.2 | 942.9 | 82.53 | 27.106 | 127.78 | 4.2299 | 1000.73
12/02/2021 13:00 | 946.3 | 928.1 | 79.732 | 26.38 | 133.91 | 4.1937 | 1000.27
12/02/2021 14:00 | 816.4 | 901.4 | 75.387 | 26.359 | 118.628 | 5.1251 | 999.996
12/02/2021 15:00 | 629.3 | 850.5 | 70.056 | 25.91 | 126.84 | 4.9138 | 999.643
12/02/2021 16:00 | 390.48 | 769.43 | 57.279 | 25.508 | 123.96 | 4.8842 | 999.379
12/02/2021 17:00 | 139.84 | 517.53 | 38.184 | 24.073 | 122.67 | 5.6718 | 999.201
12/02/2021 18:00 | 0 | 0 | 0 | 23.236 | 116.57 | 5.1986 | 998.91
12/02/2021 19:00 | 0 | 0 | 0 | 22.722 | 120 | 5.8765 | 998.563
12/02/2021 20:00 | 0 | 0 | 0 | 22.668 | 114.92 | 6.1673 | 998.264
12/02/2021 21:00 | 0 | 0 | 0 | 22.311 | 95.98 | 6.1572 | 997.774
12/02/2021 22:00 | 0 | 0 | 0 | 22.022 | 108.96 | 6.2343 | 997.096
12/02/2021 23:00 | 0 | 0 | 0 | 22.026 | 112.86 | 5.8982 | 996.586
13/02/2021 00:00 | 0 | 0 | 0 | 21.667 | 105.19 | 5.9177 | 996.215
13/02/2021 01:00 | 0 | 0 | 0 | 21.77 | 113.24 | 6.4517 | 996.091
13/02/2021 02:00 | 0 | 0 | 0 | 21.429 | 114.22 | 6.2566 | 996.213
13/02/2021 03:00 | 0 | 0 | 0 | 20.478 | 98.04 | 6.0952 | 996.412
13/02/2021 04:00 | 0 | 0 | 0 | 20.503 | 88.518 | 5.4859 | 996.773
13/02/2021 05:00 | 0.022 | 0.0795 | 0 | 20.192 | 97.99 | 5.5896 | 997.1
13/02/2021 06:00 | 140.45 | 458.49 | 47.457 | 21.509 | 58.257 | 4.9381 | 997.371
13/02/2021 07:00 | 387.3 | 715.89 | 69.651 | 24.178 | 102.42 | 4.6832 | 997.528
13/02/2021 08:00 | 624.88 | 780.67 | 97.4 | 26.104 | 113.113 | 5.2526 | 997.645
13/02/2021 09:00 | 651.95 | 517.62 | 211.9 | 25.729 | 123.71 | 5.6393 | 997.727
13/02/2021 10:00 | 947.2 | 847.3 | 139.4 | 26.491 | 130.43 | 5.6177 | 997.818
13/02/2021 11:00 | 957.67 | 532.1 | 432.37 | 26.542 | 128.51 | 6.055 | 998.229
13/02/2021 12:00 | 1036.5 | 854 | 184.52 | 26.705 | 126.63 | 7.4326 | 998.819
13/02/2021 13:00 | 967.7 | 844.9 | 159.47 | 27.044 | 133.47 | 8.0867 | 999.484
13/02/2021 14:00 | 867.4 | 797.29 | 195.95 | 27.305 | 147.43 | 7.0409 | 1000.3
13/02/2021 15:00 | 633.13 | 754.27 | 128.08 | 27.645 | 185.99 | 7.6223 | 1001.13
13/02/2021 16:00 | 381.31 | 626.76 | 104.6 | 27.41 | 235.75 | 7.4932 | 1002.06
13/02/2021 17:00 | 140.85 | 396.32 | 62.521 | 25.746 | 149.32 | 6.7347 | 1002.98
13/02/2021 18:00 | 0 | 0 | 0 | 24.204 | 120.126 | 7.5156 | 1003.85
13/02/2021 19:00 | 0 | 0 | 0 | 22.166 | 114.5193 | 6.7584 | 1004.57
13/02/2021 20:00 | 0 | 0 | 0 | 21.743 | 37.137 | 6.4092 | 1004.99
13/02/2021 21:00 | 0 | 0 | 0 | 20.408 | 78.218 | 6.2147 | 1005.29
13/02/2021 22:00 | 0 | 0 | 0 | 20.365 | 94.7 | 6.0415 | 1005.52
13/02/2021 23:00 | 0 | 0 | 0 | 20.154 | 100.977 | 6.0562 | 1005.79
14/02/2021 00:00 | 0 | 0 | 0 | 19.019 | 68.621 | 5.7978 | 1006.14
14/02/2021 01:00 | 0 | 0 | 0 | 18.821 | 90.625 | 6.1916 | 1006.59
14/02/2021 02:00 | 0 | 0 | 0 | 18.655 | 103.917 | 5.88 | 1007.18
14/02/2021 03:00 | 0 | 0 | 0 | 18.94 | 63.993 | 5.8484 | 1007.75
14/02/2021 04:00 | 0 | 0 | 0 | 17.864 | 39.584 | 6.2168 | 1008.29
14/02/2021 05:00 | 0.1483 | 0.6224 | 0 | 19.07 | 174.46 | 5.7493 | 1008.7
14/02/2021 06:00 | 144.11 | 478.88 | 40.993 | 21.159 | 91.809 | 6.2844 | 1009.02
14/02/2021 07:00 | 391.29 | 742.03 | 61.355 | 25.313 | 104.776 | 5.7108 | 1009.21
14/02/2021 08:00 | 622.63 | 816.8 | 78.288 | 26.731 | 159.08 | 5.8782 | 1009.25
14/02/2021 09:00 | 814.1 | 860.2 | 94.68 | 27.183 | 221.68 | 6.0877 | 1009.21
14/02/2021 10:00 | 977.2 | 881.7 | 145.49 | 27.118 | 162.65 | 6.2864 | 1009.17
14/02/2021 11:00 | 806.94 | 280.84 | 541.25 | 27.207 | 190.81 | 6.0909 | 1009.19
14/02/2021 12:00 | 800.54 | 345.597 | 469.56 | 27.544 | 211.08 | 6.0111 | 1009.21
14/02/2021 13:00 | 553.64 | 59.141 | 505.95 | 27.066 | 228.66 | 6.781 | 1009.24
14/02/2021 14:00 | 325.45 | 0.1712 | 330.65 | 26.452 | 220.6 | 6.4106 | 1009.3
14/02/2021 15:00 | 228.22 | 47.0281 | 199.17 | 25.904 | 188.81 | 6.4227 | 1009.53
14/02/2021 16:00 | 150.69 | 0.3629 | 153.98 | 25.365 | 182.313 | 5.7321 | 1009.87
14/02/2021 17:00 | 71.453 | 17.3657 | 67.616 | 24.578 | 134.08 | 4.8631 | 1010.22
14/02/2021 18:00 | 0 | 0 | 0 | 23.557 | 118.4 | 5.7079 | 1010.48
14/02/2021 19:00 | 0 | 0 | 0 | 22.421 | 74.875 | 4.9523 | 1010.68
14/02/2021 20:00 | 0 | 0 | 0 | 21.253 | 82.924 | 5.4524 | 1010.81
14/02/2021 21:00 | 0 | 0 | 0 | 20.36 | 70.166 | 5.426 | 1010.7
14/02/2021 22:00 | 0 | 0 | 0 | 19.711 | 106.838 | 4.42 | 1010.51
14/02/2021 23:00 | 0 | 0 | 0 | 19.153 | 80.446 | 4.9499 | 1010.38
15/02/2021 00:00 | 0 | 0 | 0 | 19.032 | 78.487 | 4.2557 | 1010.32
15/02/2021 01:00 | 0 | 0 | 0 | 18.864 | 76.41 | 4.9224 | 1010.26
15/02/2021 02:00 | 0 | 0 | 0 | 18.429 | 88.9201 | 3.7598 | 1010.2
15/02/2021 03:00 | 0 | 0 | 0 | 18.394 | 28.169 | 4.0238 | 1010.26
15/02/2021 04:00 | 0 | 0 | 0 | 18.18 | 121.772 | 3.9056 | 1010.51
15/02/2021 05:00 | 0.1812 | 0.0981 | 0.1112 | 19.188 | 108.038 | 3.8604 | 1010.75
15/02/2021 06:00 | 147.81 | 473.05 | 43.539 | 20.78 | 52.311 | 3.3736 | 1010.91
15/02/2021 07:00 | 391.1 | 719.99 | 65.528 | 25.599 | 176.09 | 3.1959 | 1010.89
15/02/2021 08:00 | 621.69 | 794.76 | 86.46 | 25.887 | 160.42 | 3.7011 | 1010.59
15/02/2021 09:00 | 811.06 | 855.9 | 91.12 | 26.919 | 236.34 | 3.9002 | 1010.26
15/02/2021 10:00 | 940.8 | 885.4 | 98.53 | 26.841 | 238.4 | 3.4987 | 1009.92
15/02/2021 11:00 | 996 | 890.5 | 115.74 | 26.933 | 230.03 | 3.2119 | 1009.46
15/02/2021 12:00 | 1022.3 | 880 | 151.85 | 27.088 | 217.11 | 2.7319 | 1009
15/02/2021 13:00 | 945.34 | 707.15 | 277.17 | 27.288 | 217.58 | 3.0246 | 1008.66
15/02/2021 14:00 | 854.25 | 679.72 | 285.76 | 27.363 | 248.4 | 3.6022 | 1008.46
15/02/2021 15:00 | 557.7 | 302.4365 | 354.98 | 26.634 | 235.74 | 3.6506 | 1008.19
15/02/2021 16:00 | 417.67 | 337.089 | 272.32 | 26.02 | 200.17 | 4.2008 | 1007.93
15/02/2021 17:00 | 95.415 | 29.7676 | 90.184 | 25.053 | 166.03 | 3.7256 | 1007.71
15/02/2021 18:00 | 0 | 0 | 0 | 23.966 | 142.82 | 4.6984 | 1007.49
15/02/2021 19:00 | 0 | 0 | 0 | 22.118 | 19.243 | 4.5131 | 1007.18
15/02/2021 20:00 | 0 | 0 | 0 | 21.268 | 62.271 | 4.8098 | 1006.48
15/02/2021 21:00 | 0 | 0 | 0 | 20.816 | 83.885 | 5.1843 | 1005.86
15/02/2021 22:00 | 0 | 0 | 0 | 21.091 | 34.625 | 6.0254 | 1005.08
15/02/2021 23:00 | 0 | 0 | 0 | 20.615 | 80.949 | 6.0515 | 1004.2
16/02/2021 00:00 | 0 | 0 | 0 | 21.013 | 97.465 | 5.8518 | 1003.16
16/02/2021 01:00 | 0 | 0 | 0 | 19.817 | 90.909 | 6.7016 | 1002.04
16/02/2021 02:00 | 0 | 0 | 0 | 20.093 | 92.971 | 7.1373 | 1001.23
16/02/2021 03:00 | 0 | 0 | 0 | 19.133 | 73.368 | 6.4104 | 1000.5
16/02/2021 04:00 | 0 | 0 | 0 | 18.826 | 30.507 | 7.3753 | 999.914
16/02/2021 05:00 | 0.2428 | 0 | 0.1903 | 18.502 | 71.304 | 6.9483 | 999.245
16/02/2021 06:00 | 137.81 | 359.92 | 56.163 | 20.246 | 64.497 | 8.2145 | 998.388
16/02/2021 07:00 | 382.86 | 633.48 | 90.87 | 26.038 | 86.053 | 9.2417 | 997.278
16/02/2021 08:00 | 614.82 | 741.48 | 113.63 | 26.583 | 170.6 | 8.9101 | 996.007
16/02/2021 09:00 | 806.35 | 747.88 | 177.08 | 27.141 | 183.38 | 9.9338 | 994.873
16/02/2021 10:00 | 528.95 | 16.1962 | 518.46 | 27.873 | 238.27 | 9.9032 | 993.921
16/02/2021 11:00 | 1075.9 | 711.21 | 375.45 | 27.915 | 195.76 | 10.059 | 993.081
16/02/2021 12:00 | 1002.1 | 810.3 | 202.32 | 28.199 | 243.85 | 10.064 | 992.491
16/02/2021 13:00 | 527.66 | 63.3777 | 475.32 | 27.795 | 231.25 | 11.1855 | 992.289
16/02/2021 14:00 | 758.68 | 532.828 | 307.87 | 28.331 | 254.28 | 10.4886 | 992.464
16/02/2021 15:00 | 232.36 | 0.3579 | 238.21 | 25.8 | 275.37 | 9.0426 | 992.582
16/02/2021 16:00 | 83.892 | 0.2698 | 85.268 | 25.086 | 242.27 | 8.4796 | 992.494
16/02/2021 17:00 | 59.768 | 25.3916 | 55.443 | 24.907 | 261.44 | 7.7742 | 992.375
16/02/2021 18:00 | 0 | 0 | 0.0064 | 24.45 | 227.84 | 8.1118 | 992.138
16/02/2021 19:00 | 0 | 0 | 0 | 22.74 | 48.756 | 8.3083 | 991.854
16/02/2021 20:00 | 0 | 0 | 0 | 21.609 | 51.767 | 8.5383 | 991.477
16/02/2021 21:00 | 0 | 0 | 0 | 20.72 | 118.402 | 7.8684 | 991.214
16/02/2021 22:00 | 0 | 0 | 0 | 21.154 | 108.272 | 7.364 | 990.792
16/02/2021 23:00 | 0 | 0 | 0 | 21.263 | 121.265 | 7.725 | 990.338
17/02/2021 00:00 | 0 | 0 | 0 | 21.215 | 94.675 | 7.3928 | 989.964
17/02/2021 01:00 | 0 | 0 | 0 | 21.206 | 118.727 | 7.7247 | 989.738
17/02/2021 02:00 | 0 | 0 | 0 | 20.588 | 117.207 | 7.5516 | 989.643
17/02/2021 03:00 | 0 | 0 | 0 | 19.76 | 89.635 | 7.084 | 989.51
17/02/2021 04:00 | 0 | 0 | 0 | 19.464 | 60.295 | 8.0097 | 989.528
17/02/2021 05:00 | 0.3995 | 0 | 0.3471 | 18.989 | 91.304 | 8.015 | 989.537
17/02/2021 06:00 | 129.54 | 248.59 | 71.157 | 20.953 | 76.396 | 7.429 | 989.494
17/02/2021 07:00 | 377.45 | 560.77 | 113.98 | 25.213 | 158.26 | 7.6625 | 989.363
17/02/2021 08:00 | 493.75 | 193.451 | 360.86 | 25.874 | 151.18 | 8.6056 | 989.296
17/02/2021 09:00 | 845.84 | 772.64 | 192.99 | 27.137 | 147.07 | 8.3843 | 989.379
17/02/2021 10:00 | 620.69 | 216.115 | 420.69 | 27.162 | 123.28 | 8.2274 | 989.563
17/02/2021 11:00 | 1022.81 | 596.241 | 445.18 | 27.457 | 159.18 | 10.3295 | 990.309
17/02/2021 12:00 | 976.51 | 518.73 | 478.32 | 28.752 | 275.05 | 11.628 | 991.894
17/02/2021 13:00 | 710.33 | 220.327 | 508.16 | 27.428 | 262.35 | 11.2945 | 993.707
17/02/2021 14:00 | 531.06 | 100.2544 | 450.61 | 26.754 | 250.63 | 11.1699 | 995.229
17/02/2021 15:00 | 187.96 | 0.6062 | 191.76 | 25.509 | 222.67 | 10.5562 | 996.623
17/02/2021 16:00 | 171.19 | 6.1265 | 171.55 | 25.298 | 153.58 | 10.3592 | 997.789
17/02/2021 17:00 | 54.895 | 0 | 55.891 | 24.314 | 130.93 | 9.9391 | 998.651
17/02/2021 18:00 | 0 | 0 | 0 | 23.537 | 120.74 | 10.0519 | 999.336
17/02/2021 19:00 | 0 | 0 | 0 | 22.214 | 77.693 | 9.8982 | 999.832
17/02/2021 20:00 | 0 | 0 | 0 | 22.353 | 102.47 | 9.4964 | 1000.19
17/02/2021 21:00 | 0 | 0 | 0 | 22.425 | 119.11 | 9.5504 | 1000.69
17/02/2021 22:00 | 0 | 0 | 0 | 20.886 | 24.902 | 9.4373 | 1001.08
17/02/2021 23:00 | 0 | 0 | 0 | 19.984 | 130.027 | 8.4994 | 1001.52
18/02/2021 00:00 | 0 | 0 | 0 | 20.507 | 72.571 | 8.9312 | 1002.23
18/02/2021 01:00 | 0 | 0 | 0 | 19.793 | 30.112 | 9.9869 | 1003.15
18/02/2021 02:00 | 0 | 0 | 0 | 20.311 | 157.84 | 10.2138 | 1004.01
18/02/2021 03:00 | 0 | 0 | 0 | 20.637 | 48.671 | 10.3063 | 1004.83
18/02/2021 04:00 | 0 | 0 | 0 | 19.837 | 126.268 | 10.1479 | 1005.68
18/02/2021 05:00 | 0.4736 | 0 | 0.524 | 18.951 | 52.175 | 10.225 | 1006.71
18/02/2021 06:00 | 169.51 | 367.34 | 81.779 | 21.749 | 76.677 | 9.53 | 1007.78
18/02/2021 07:00 | 371.99 | 410.68 | 178.34 | 25.16 | 148.52 | 9.5632 | 1008.54
18/02/2021 08:00 | 636.33 | 751.27 | 119.69 | 26.43 | 246.67 | 9.3652 | 1008.97
18/02/2021 09:00 | 822.8 | 817.98 | 128.93 | 26.014 | 149.83 | 9.8043 | 1009.19
18/02/2021 10:00 | 1072.51 | 604.98 | 498.06 | 26.297 | 154.88 | 10.4429 | 1009.16
18/02/2021 11:00 | 583.4 | 16.7064 | 574.37 | 26.043 | 228.21 | 11.4391 | 1009.06
18/02/2021 12:00 | 349.9 | 0 | 352.59 | 25.798 | 244.72 | 11.9476 | 1008.96
18/02/2021 13:00 | 240.6 | 0.953 | 244.84 | 25.34 | 222.65 | 11.4268 | 1008.7
18/02/2021 14:00 | 238.84 | 0.5514 | 243.45 | 25.5 | 248.36 | 11.9387 | 1008.69
18/02/2021 15:00 | 150.8 | 0.0942 | 153.94 | 25.348 | 234.03 | 10.6612 | 1008.57
18/02/2021 16:00 | 110.3 | 0.47 | 111.75 | 24.922 | 177.62 | 9.6535 | 1008.46
18/02/2021 17:00 | 125.13 | 268.121 | 72.165 | 25.273 | 165.15 | 10.0485 | 1008.35
18/02/2021 18:00 | 0 | 0 | 0.0379 | 24.124 | 132.71 | 10.2104 | 1008.17
18/02/2021 19:00 | 0 | 0 | 0 | 21.861 | 42.9367 | 11.1456 | 1007.33
18/02/2021 20:00 | 0 | 0 | 0 | 21.365 | 102.021 | 13.262 | 1006.38
18/02/2021 21:00 | 0 | 0 | 0 | 20.212 | 86.812 | 13.393 | 1006.5
18/02/2021 22:00 | 0 | 0 | 0 | 19.78 | 49.656 | 12.4777 | 1006.71
18/02/2021 23:00 | 0 | 0 | 0 | 19.752 | 65.323 | 11.6206 | 1007.06
19/02/2021 00:00 | 0 | 0 | 0 | 19.064 | 24.607 | 10.8343 | 1007.24
19/02/2021 01:00 | 0 | 0 | 0 | 19.41 | 108.921 | 10.2066 | 1007.29
19/02/2021 02:00 | 0 | 0 | 0 | 19.178 | 106.539 | 9.6472 | 1007
19/02/2021 03:00 | 0 | 0 | 0 | 18.429 | 102.013 | 10.0678 | 1006.86
19/02/2021 04:00 | 0 | 0 | 0 | 18.646 | 79.6786 | 10.2734 | 1006.94
19/02/2021 05:00 | 1.0316 | 0.0213 | 0.8453 | 18.653 | 41.233 | 10.5279 | 1007.21
19/02/2021 06:00 | 156.87 | 471.2 | 46.427 | 22.181 | 44.545 | 10.0304 | 1007.5
19/02/2021 07:00 | 400.64 | 714.43 | 68.138 | 26.415 | 100.47 | 10.3053 | 1007.68
19/02/2021 08:00 | 633.73 | 813.2 | 77.726 | 27.616 | 149.98 | 10.0838 | 1007.61
19/02/2021 09:00 | 817.08 | 861.9 | 87.75 | 27.55 | 153.6 | 10.279 | 1007.58
19/02/2021 10:00 | 927 | 866.7 | 106.72 | 27.443 | 142.61 | 9.8036 | 1007.43
19/02/2021 11:00 | 982 | 866.2 | 121.38 | 27.891 | 228 | 9.8129 | 1007.28
19/02/2021 12:00 | 1005.4 | 815.57 | 195.66 | 27.942 | 237.34 | 9.1871 | 1007.18
19/02/2021 13:00 | 969 | 758.85 | 243.22 | 27.746 | 220.49 | 9.0398 | 1007.03
19/02/2021 14:00 | 634.22 | 272.032 | 402.96 | 27.906 | 188.9 | 8.5345 | 1006.92
19/02/2021 15:00 | 746.76 | 525.22 | 392.93 | 27.124 | 128.83 | 9.2379 | 1006.86
19/02/2021 16:00 | 407.87 | 319.075 | 267.56 | 26.668 | 135.19 | 8.5812 | 1007.11
19/02/2021 17:00 | 120.93 | 72.8488 | 104.56 | 25.634 | 137.74 | 8.0027 | 1007.24
19/02/2021 18:00 | 0.0817 | 0 | 0 | 24.684 | 123.21 | 8.134 | 1007.28
19/02/2021 19:00 | 0 | 0 | 0 | 24.425 | 118.98 | 7.852 | 1007.28
19/02/2021 20:00 | 0 | 0 | 0 | 24.059 | 66.836 | 7.7696 | 1007.08
19/02/2021 21:00 | 0 | 0 | 0 | 23.794 | 75.55 | 7.1406 | 1006.94
19/02/2021 22:00 | 0 | 0 | 0 | 22.65 | 61.3614 | 7.155 | 1006.68
19/02/2021 23:00 | 0 | 0 | 0 | 22.257 | 144.514 | 7.1732 | 1006.45
20/02/2021 00:00 | 0 | 0 | 0 | 22.213 | 233.83 | 6.3462 | 1006.18
20/02/2021 01:00 | 0 | 0 | 0 | 21.53 | 125.664 | 6.1517 | 1005.95
20/02/2021 02:00 | 0 | 0 | 0 | 21.536 | 121.627 | 6.0936 | 1005.83
20/02/2021 03:00 | 0 | 0 | 0 | 21.527 | 114.474 | 6.8096 | 1005.65
20/02/2021 04:00 | 0 | 0 | 0 | 20.77 | 96.025 | 6.5379 | 1005.42
20/02/2021 05:00 | 1.5667 | 0.318 | 0.4949 | 20.383 | 174.087 | 6.5491 | 1005.15
20/02/2021 06:00 | 75.182 | 0.954 | 72.991 | 22.686 | 140.009 | 6.2533 | 1004.85
20/02/2021 07:00 | 370.6 | 571.58 | 98.39 | 27.12 | 105.968 | 6.0549 | 1004.43
20/02/2021 08:00 | 620.51 | 701.14 | 125.08 | 26.632 | 167.52 | 5.9523 | 1003.88
20/02/2021 09:00 | 708.45 | 544.8 | 235.1 | 26.652 | 182.96 | 6.874 | 1003.31
20/02/2021 10:00 | 849.64 | 576.21 | 292.49 | 28.077 | 222.71 | 7.1861 | 1002.57
20/02/2021 11:00 | 981.68 | 599.4 | 397.37 | 27.436 | 197.23 | 8.1288 | 1001.67
20/02/2021 12:00 | 661.04 | 104.6225 | 571.5 | 27.187 | 167.74 | 8.0703 | 1000.78
20/02/2021 13:00 | 665.28 | 58.989 | 618.7 | 27.277 | 200.83 | 7.6858 | 1000.01
20/02/2021 14:00 | 460.63 | 5.9441 | 460.05 | 26.711 | 191.38 | 7.734 | 999.38
20/02/2021 15:00 | 357.29 | 13.7193 | 352.5 | 26.202 | 130.3 | 7.4513 | 998.723
20/02/2021 16:00 | 204.3 | 1.0661 | 206.8 | 25.957 | 168.74 | 7.0352 | 998.022
20/02/2021 17:00 | 57.041 | 0 | 58.391 | 25.507 | 172.12 | 7.4361 | 997.007
20/02/2021 18:00 | 0 | 0 | 0 | 25.053 | 169.82 | 7.1556 | 996.233
20/02/2021 19:00 | 0 | 0 | 0 | 23.933 | 33.906 | 7.7108 | 995.44
20/02/2021 20:00 | 0 | 0 | 0 | 22.722 | 61.844 | 7.3677 | 994.739
20/02/2021 21:00 | 0 | 0 | 0 | 22.377 | 99.448 | 8.1556 | 994.053
20/02/2021 22:00 | 0 | 0 | 0 | 21.962 | 132.376 | 8.9425 | 993.462
20/02/2021 23:00 | 0 | 0 | 0 | 22.164 | 113.67 | 9.3941 | 993.198
21/02/2021 00:00 | 0 | 0 | 0 | 22.186 | 115.678 | 9.1191 | 993.061
21/02/2021 01:00 | 0 | 0 | 0 | 21.226 | 95.3744 | 9.0593 | 993.088
21/02/2021 02:00 | 0 | 0 | 0 | 20.685 | 43.869 | 9.2438 | 993.253
21/02/2021 03:00 | 0 | 0 | 0 | 20.874 | 38.911 | 9.0825 | 993.432
21/02/2021 04:00 | 0 | 0 | 0 | 20.42 | 103.892 | 9.2871 | 993.6
21/02/2021 05:00 | 1.1817 | 0.3164 | 0.5874 | 21.645 | 157.58 | 8.7658 | 993.895
21/02/2021 06:00 | 163.5 | 374.85 | 75.046 | 23.682 | 121.702 | 9.423 | 994.204
21/02/2021 07:00 | 210.07 | 36.117 | 190.79 | 25.763 | 233.24 | 9.7044 | 994.361
21/02/2021 08:00 | 253.42 | 27.9865 | 233.47 | 25.875 | 274.47 | 10.8505 | 994.193
21/02/2021 09:00 | 377.19 | 23.2374 | 358.67 | 26.533 | 259.59 | 11.9819 | 994.012
21/02/2021 10:00 | 589.34 | 195.0678 | 406.18 | 26.987 | 181.95 | 11.9253 | 994.215
21/02/2021 11:00 | 744.41 | 196.944 | 563.26 | 27.087 | 135.53 | 12.0745 | 994.353
21/02/2021 12:00 | 615.86 | 72.2783 | 556.1 | 27.473 | 189.5 | 12.3009 | 994.585
21/02/2021 13:00 | 445.91 | 10.9129 | 441.68 | 27.653 | 228.99 | 11.9718 | 994.93
21/02/2021 14:00 | 171.19 | 0 | 174.79 | 26.404 | 236.47 | 11.9632 | 995.426
21/02/2021 15:00 | 126.51 | 0 | 129.51 | 26.155 | 231.92 | 10.2713 | 995.736
21/02/2021 16:00 | 125.01 | 0.1203 | 126.97 | 25.959 | 234.85 | 9.5383 | 996.118
21/02/2021 17:00 | 22.282 | 0 | 22.692 | 25.645 | 238.28 | 9.1591 | 996.495
21/02/2021 18:00 | 0 | 0.2606 | 0 | 24.914 | 161.17 | 8.8759 | 996.802
21/02/2021 19:00 | 0 | 0.318 | 0 | 24.678 | 128.463 | 9.6215 | 997.061
21/02/2021 20:00 | 0 | 0 | 0 | 24.673 | 111.72 | 9.6153 | 997.338
21/02/2021 21:00 | 0 | 0 | 0 | 23.931 | 95.102 | 8.8257 | 997.773
21/02/2021 22:00 | 0 | 0 | 0 | 22.807 | 223.43 | 9.136 | 998.496
21/02/2021 23:00 | 0 | 0 | 0 | 21.852 | 97.945 | 7.9681 | 999.494
22/02/2021 00:00 | 0 | 0 | 0 | 21.4 | 85.648 | 7.2138 | 1000.33
22/02/2021 01:00 | 0 | 0 | 0 | 21.761 | 75.433 | 6.5545 | 1001
22/02/2021 02:00 | 0 | 0 | 0 | 21.71 | 221.494 | 7.0525 | 1001.92
22/02/2021 03:00 | 0 | 0 | 0 | 20.748 | 81.69 | 6.6714 | 1002.78
22/02/2021 04:00 | 0 | 0 | 0 | 20.731 | 73.734 | 7.0364 | 1003.48
22/02/2021 05:00 | 1.1012 | 0.2417 | 0.7501 | 20.49 | 143.585 | 7.2352 | 1004.23
22/02/2021 06:00 | 152.1 | 385.99 | 58.926 | 22.559 | 308.74 | 8.312 | 1005.09
22/02/2021 07:00 | 387.42 | 594.09 | 97.74 | 25.951 | 131.63 | 8.1188 | 1005.96
22/02/2021 08:00 | 623.41 | 745.69 | 108.54 | 27.216 | 150.96 | 6.8334 | 1006.6
22/02/2021 09:00 | 592.03 | 285.883 | 349.14 | 27.072 | 135.75 | 7.6626 | 1007.22
22/02/2021 10:00 | 791.07 | 495.215 | 316.5 | 28.583 | 222.32 | 7.7609 | 1007.78
22/02/2021 11:00 | 840.54 | 312.826 | 542.2 | 27.798 | 150.39 | 7.2241 | 1008.36
22/02/2021 12:00 | 1078 | 584.16 | 561.39 | 28.102 | 148 | 7.8821 | 1008.87
22/02/2021 13:00 | 534.08 | 35.3534 | 506.97 | 27.551 | 250.54 | 8.0491 | 1009.38
22/02/2021 14:00 | 568.15 | 247.931 | 353.52 | 28.244 | 213.25 | 7.1945 | 1009.96
22/02/2021 15:00 | 346.64 | 49.3637 | 313.76 | 27.504 | 206.75 | 7.1537 | 1010.38
22/02/2021 16:00 | 212.41 | 71.8202 | 182 | 26.482 | 155.69 | 6.3238 | 1011
22/02/2021 17:00 | 65.196 | 38.3376 | 57.928 | 25.597 | 121.11 | 6.2488 | 1011.84
22/02/2021 18:00 | 0.0119 | 0 | 0.0366 | 23.965 | 111.6 | 6.2775 | 1012.32
22/02/2021 19:00 | 0.2369 | 0.5766 | 0 | 23.869 | 119.77 | 5.8905 | 1012.57
22/02/2021 20:00 | 0 | 0 | 0 | 22.325 | 77.721 | 6.4424 | 1013
22/02/2021 21:00 | 0 | 0 | 0 | 22.178 | 69.267 | 6.0974 | 1013.39
22/02/2021 22:00 | 0 | 0 | 0 | 22.917 | 245.9 | 6.6208 | 1013.61
22/02/2021 23:00 | 0 | 0 | 0 | 20.981 | 50.35 | 6.529 | 1013.7
23/02/2021 00:00 | 0 | 0 | 0 | 20.688 | 271.58 | 5.7524 | 1014.05
23/02/2021 01:00 | 0 | 0 | 0 | 21.321 | 58.152 | 6.1154 | 1014.37
23/02/2021 02:00 | 0 | 0 | 0 | 19.996 | 248.51 | 6.48 | 1014.45
23/02/2021 03:00 | 0 | 0 | 0 | 20.63 | 283.26 | 5.9155 | 1014.43
23/02/2021 04:00 | 0 | 0 | 0 | 20.778 | 50.562 | 6.4245 | 1014.56
23/02/2021 05:00 | 1.0851 | 0 | 1.2554 | 19.346 | 80.248 | 6.9137 | 1014.73
23/02/2021 06:00 | 160.01 | 437.26 | 54.615 | 21.49 | 312.17 | 6.4564 | 1014.87
23/02/2021 07:00 | 406.91 | 679.98 | 81.514 | 25.97 | 107.605 | 6.8797 | 1014.85
23/02/2021 08:00 | 638.49 | 770.18 | 100.43 | 27.466 | 128.76 | 7.5869 | 1015.01
23/02/2021 09:00 | 828 | 812.7 | 119.45 | 26.513 | 125.23 | 7.1838 | 1015.25
23/02/2021 10:00 | 950.6 | 840.6 | 133.28 | 27.36 | 120.47 | 7.8319 | 1015.37
23/02/2021 11:00 | 1008.3 | 820.7 | 183.43 | 26.175 | 123.06 | 7.0938 | 1015.48
23/02/2021 12:00 | 933.35 | 727.93 | 218.04 | 28.781 | 189.37 | 7.2376 | 1015.73
23/02/2021 13:00 | 433.88 | 11.884 | 430.11 | 28.554 | 144.11 | 7.2121 | 1015.89
23/02/2021 14:00 | 848.65 | 387.47 | 518.09 | 28.684 | 112.67 | 5.9038 | 1016.18
23/02/2021 15:00 | 354.93 | 65.3871 | 310.31 | 26.76 | 111.45 | 5.362 | 1016.3
23/02/2021 16:00 | 384.88 | 619.29 | 108.26 | 27.598 | 131.9 | 5.0989 | 1016.55
23/02/2021 17:00 | 146.59 | 379.87 | 65.237 | 25.808 | 116.52 | 3.6047 | 1016.83
23/02/2021 18:00 | 0.0446 | 0 | 0.1431 | 24.541 | 114.136 | 3.5466 | 1017.06
23/02/2021 19:00 | 0 | 0 | 0 | 23.12 | 167.5 | 3.5644 | 1017.2
23/02/2021 20:00 | 0 | 0 | 0 | 22.291 | 59.904 | 4.0822 | 1017.12
23/02/2021 21:00 | 0 | 0 | 0 | 20.592 | 53.297 | 4.2706 | 1017.04
23/02/2021 22:00 | 0 | 0 | 0 | 20.266 | 150.81 | 4.1818 | 1017.04
23/02/2021 23:00 | 0 | 0 | 0 | 20.199 | 111.895 | 3.9325 | 1016.99
24/02/2021 00:00 | 0 | 0 | 0 | 19.466 | 75.649 | 4.5892 | 1016.96
24/02/2021 01:00 | 0 | 0 | 0 | 20.852 | 145.603 | 4.9396 | 1016.86
24/02/2021 02:00 | 0 | 0 | 0 | 19.961 | 42.86 | 4.6534 | 1016.82
24/02/2021 03:00 | 0 | 0 | 0 | 18.908 | 90.894 | 5.0477 | 1016.84
24/02/2021 04:00 | 0 | 0 | 0 | 18.971 | 105.098 | 4.8604 | 1016.87
24/02/2021 05:00 | 1.2687 | 0.147 | 0.9682 | 18.831 | 100.992 | 5.6955 | 1016.82
24/02/2021 06:00 | 164.97 | 487.05 | 52.729 | 22.378 | 140.814 | 5.1974 | 1016.59
24/02/2021 07:00 | 404.03 | 675.18 | 88.73 | 26.224 | 265.95 | 5.4669 | 1016.3
24/02/2021 08:00 | 612.71 | 689.6 | 132.82 | 27.238 | 228.51 | 5.9401 | 1015.97
24/02/2021 09:00 | 774.36 | 567.8 | 283.45 | 26.334 | 166.24 | 6.6626 | 1015.66
24/02/2021 10:00 | 1052.3 | 813.81 | 268.61 | 26.999 | 173.07 | 6.355 | 1015.19
24/02/2021 11:00 | 334.95 | 3.9573 | 334.48 | 25.726 | 228.25 | 7.4455 | 1014.8
24/02/2021 12:00 | 547.59 | 73.9306 | 486.43 | 26.807 | 225.57 | 7.6498 | 1014.46
24/02/2021 13:00 | 281.15 | 0.2591 | 285.08 | 26.239 | 231.1 | 7.5748 | 1014.22
24/02/2021 14:00 | 182.32 | 0.5095 | 185.56 | 25.334 | 219 | 7.2692 | 1013.95
24/02/2021 15:00 | 106.35 | 0 | 108.17 | 25.024 | 195.983 | 6.9855 | 1013.62
24/02/2021 16:00 | 124.15 | 0.5553 | 126.22 | 24.798 | 299.53 | 6.5912 | 1013.26
24/02/2021 17:00 | 94.494 | 39.3293 | 86.386 | 24.581 | 135.305 | 6.6232 | 1012.84
24/02/2021 18:00 | 0.1307 | 0 | 0.1797 | 24 | 115.406 | 7.3787 | 1012.47
24/02/2021 19:00 | 0 | 0 | 0 | 22.564 | 177.61 | 7.1352 | 1012.27
24/02/2021 20:00 | 0 | 0 | 0 | 22.616 | 103.995 | 6.247 | 1012.03
24/02/2021 21:00 | 0 | 0 | 0 | 20.969 | 116.698 | 6.2351 | 1011.82
24/02/2021 22:00 | 0 | 0 | 0 | 20.01 | 88.279 | 6.7036 | 1011.62
24/02/2021 23:00 | 0 | 0 | 0 | 19.503 | 72.517 | 6.616 | 1011.49
25/02/2021 00:00 | 0 | 0 | 0 | 19.174 | 97.96 | 6.7168 | 1011.35
25/02/2021 01:00 | 0 | 0 | 0 | 18.541 | 77.602 | 7.3552 | 1011.17
25/02/2021 02:00 | 0 | 0 | 0 | 18.775 | 72.174 | 6.829 | 1010.95
25/02/2021 03:00 | 0 | 0 | 0 | 18.384 | 71.144 | 6.9614 | 1010.76
25/02/2021 04:00 | 0 | 0 | 0 | 18.417 | 68.276 | 6.4068 | 1010.72
25/02/2021 05:00 | 2.0132 | 0 | 1.7662 | 18.08 | 60.57 | 6.7741 | 1010.79
25/02/2021 06:00 | 171.95 | 475.73 | 52.828 | 20.621 | 74.595 | 6.8574 | 1010.58
25/02/2021 07:00 | 414.19 | 682.23 | 83.004 | 25.275 | 267.782 | 7.0413 | 1010.71
25/02/2021 08:00 | 655.83 | 779.9 | 105.62 | 26.631 | 189.13 | 6.9 | 1010.98
25/02/2021 09:00 | 849.4 | 838 | 118.36 | 26.257 | 168.07 | 7.9271 | 1010.97
25/02/2021 10:00 | 958.98 | 504.36 | 471.87 | 26.734 | 151.23 | 7.4992 | 1011.01
25/02/2021 11:00 | 789.09 | 157.679 | 644.15 | 26.232 | 157.42 | 7.9335 | 1010.97
25/02/2021 12:00 | 837.19 | 413.695 | 453.73 | 26.652 | 144.49 | 8.0504 | 1010.84
25/02/2021 13:00 | 813.5 | 433.3 | 393 | 26.846 | 154.24 | 7.7106 | 1010.74
25/02/2021 14:00 | 514.93 | 205.947 | 338.01 | 26.739 | 157.62 | 7.6445 | 1010.66
25/02/2021 15:00 | 388.06 | 193.3511 | 259.02 | 26.749 | 187.93 | 6.5712 | 1010.57
25/02/2021 16:00 | 461.33 | 500.94 | 237.09 | 26.887 | 146.31 | 6.6561 | 1010.75
25/02/2021 17:00 | 91.718 | 0.5725 | 93.407 | 25.237 | 131.33 | 6.8101 | 1010.81
25/02/2021 18:00 | 0 | 0 | 0 | 24.551 | 122.7 | 6.9568 | 1010.8
25/02/2021 19:00 | 0 | 0 | 0 | 24.17 | 75.304 | 6.9595 | 1010.94
25/02/2021 20:00 | 0 | 0 | 0 | 23.237 | 103.2831 | 6.1178 | 1010.9
25/02/2021 21:00 | 0 | 0 | 0 | 21.941 | 33.986 | 6.0096 | 1010.91
25/02/2021 22:00 | 0 | 0 | 0 | 22.155 | 94.235 | 6.1525 | 1010.58
25/02/2021 23:00 | 0 | 0 | 0 | 21.473 | 127.401 | 6.3154 | 1010.28
26/02/2021 00:00 | 0 | 0 | 0 | 21.442 | 48.885 | 6.1497 | 1010.18
26/02/2021 01:00 | 0 | 0 | 0 | 22.158 | 71.418 | 5.8404 | 1009.94
26/02/2021 02:00 | 0 | 0 | 0 | 22.825 | 119.389 | 6.0761 | 1009.86
26/02/2021 03:00 | 0 | 0 | 0 | 22.534 | 229.347 | 6.3972 | 1009.91
26/02/2021 04:00 | 0 | 0 | 0 | 21.759 | 173.253 | 6.0309 | 1009.75
26/02/2021 05:00 | 0 | 0 | 0 | 20.485 | 60.413 | 5.449 | 1009.47
26/02/2021 06:00 | 23.485 | 0.3736 | 22.0517 | 20.806 | 267.67 | 6.3339 | 1009.31
26/02/2021 07:00 | 57.141 | 0.318 | 55.434 | 21.553 | 291.71 | 5.5323 | 1009.41
26/02/2021 08:00 | 128.58 | 0.8824 | 126.69 | 21.854 | 298.41 | 5.4929 | 1008.93
26/02/2021 09:00 | 89.574 | 0 | 87.542 | 22.237 | 257.8 | 5.0271 | 1008.11
26/02/2021 10:00 | 100.5 | 0.0085 | 99.96 | 22.279 | 244.58 | 5.0205 | 1007.22
26/02/2021 11:00 | 177.17 | 0.3747 | 174.13 | 22.121 | 278.92 | 5.7992 | 1006.39
26/02/2021 12:00 | 399.28 | 5.2424 | 392.33 | 22.097 | 256.74 | 5.8398 | 1005.4
26/02/2021 13:00 | 144.35 | 0.0344 | 145.38 | 23.086 | 282.23 | 5.8938 | 1004.45
26/02/2021 14:00 | 126.41 | 0 | 127.86 | 21.707 | 294.61 | 5.5068 | 1003.71
26/02/2021 15:00 | 236 | 5.027 | 234.35 | 22.572 | 258.29 | 5.4388 | 1003.04
26/02/2021 16:00 | 174.22 | 50.115 | 152.24 | 23.544 | 279.71 | 6.1585 | 1002.47
26/02/2021 17:00 | 28.586 | 0 | 27.985 | 22.755 | 274.1 | 5.527 | 1002.01
26/02/2021 18:00 | 0.0867 | 0 | 0 | 21.942 | 233.74 | 6.1544 | 1001.63
26/02/2021 19:00 | 0 | 0.0244 | 0 | 21.861 | 262.36 | 5.5962 | 1001.15
26/02/2021 20:00 | 0 | 0 | 0 | 21.446 | 282.27 | 5.8198 | 1000.43
26/02/2021 21:00 | 0 | 0 | 0 | 21.284 | 273.79 | 5.5944 | 999.597
26/02/2021 22:00 | 0 | 0 | 0 | 20.947 | 190.67 | 5.4963 | 998.779
26/02/2021 23:00 | 0 | 0 | 0 | 19.815 | 195.07 | 5.7529 | 998.069
27/02/2021 00:00 | 0 | 0 | 0 | 19.748 | 134.968 | 5.296 | 997.537
27/02/2021 01:00 | 0 | 0 | 0 | 19.497 | 177.21 | 5.5454 | 997.181
27/02/2021 02:00 | 0 | 0 | 0 | 19.705 | 116.81 | 5.8857 | 996.897
27/02/2021 03:00 | 0 | 0 | 0 | 19.779 | 103.529 | 5.6799 | 996.98
27/02/2021 04:00 | 0 | 0 | 0 | 19.519 | 116.493 | 6.2889 | 997.296
27/02/2021 05:00 | 3.0797 | 0.318 | 2.232 | 20.349 | 112.729 | 6.0757 | 997.451
27/02/2021 06:00 | 177.01 | 477.74 | 63.393 | 22.215 | 181.628 | 6.3921 | 997.606
27/02/2021 07:00 | 456.48 | 484.68 | 229.32 | 25.118 | 287.68 | 6.3183 | 997.718
27/02/2021 08:00 | 336.33 | 159.8136 | 230.26 | 25.882 | 241.5 | 6.8038 | 997.712
27/02/2021 09:00 | 841 | 815.71 | 158.09 | 26.813 | 221.83 | 5.5959 | 997.608
27/02/2021 10:00 | 964.7 | 852.8 | 167.12 | 26.917 | 235.64 | 6.7166 | 997.25
27/02/2021 11:00 | 992.9 | 598.94 | 416.25 | 27.135 | 225.03 | 7.0384 | 996.828
27/02/2021 12:00 | 996.33 | 568.11 | 500.95 | 26.777 | 216.8 | 6.7701 | 996.572
27/02/2021 13:00 | 987.2 | 851.8 | 196.85 | 26.755 | 219.73 | 6.5186 | 996.354
27/02/2021 14:00 | 845.6 | 829.7 | 165.5 | 27.126 | 233.87 | 6.3997 | 996.257
27/02/2021 15:00 | 675.51 | 754.45 | 180.82 | 26.827 | 213.47 | 6.5075 | 996.371
27/02/2021 16:00 | 393.29 | 644.12 | 106.02 | 26.133 | 206.51 | 6.6558 | 996.739
27/02/2021 17:00 | 159.27 | 419.32 | 71.554 | 24.518 | 190.66 | 5.9115 | 996.987
27/02/2021 18:00 | 0.0887 | 0 | 0.4078 | 23.358 | 214.81 | 6.5521 | 997.23
27/02/2021 19:00 | 0 | 0 | 0 | 22.704 | 196.41 | 6.3021 | 997.377
27/02/2021 20:00 | 0 | 0 | 0 | 20.718 | 27.028 | 6.3795 | 997.412
27/02/2021 21:00 | 0 | 0 | 0 | 20.049 | 56.223 | 5.859 | 997.35
27/02/2021 22:00 | 0 | 0 | 0 | 19.672 | 56.646 | 5.9713 | 997.313
27/02/2021 23:00 | 0 | 0 | 0 | 19.381 | 27.415 | 5.239 | 997.056
28/02/2021 00:00 | 0 | 0 | 0 | 19.09 | 56.6202 | 4.974 | 996.728
28/02/2021 01:00 | 0 | 0 | 0 | 18.646 | 75.954 | 4.7782 | 996.678
28/02/2021 02:00 | 0 | 0 | 0 | 18.437 | 54.019 | 4.9696 | 996.472
28/02/2021 03:00 | 0 | 0 | 0 | 18.297 | 64.296 | 4.2764 | 996.175
28/02/2021 04:00 | 0 | 0 | 0 | 17.931 | 40.738 | 5.289 | 995.628
28/02/2021 05:00 | 3.496 | 0.0705 | 3.2107 | 19.088 | 50.259 | 4.5525 | 995.109
28/02/2021 06:00 | 173.22 | 489.04 | 55.221 | 21.451 | 44.17 | 5.1147 | 994.843
28/02/2021 07:00 | 407.42 | 671.64 | 90.4 | 24.539 | 128.89 | 4.6266 | 994.317
28/02/2021 08:00 | 640.32 | 794.84 | 101.29 | 25.246 | 142.17 | 5.0878 | 993.879
28/02/2021 09:00 | 828.2 | 854 | 113.34 | 25.687 | 143.37 | 4.9247 | 993.827
28/02/2021 10:00 | 947.2 | 882.7 | 123 | 26.422 | 135.42 | 5.4807 | 993.612
28/02/2021 11:00 | 1010.9 | 904.9 | 132.82 | 26.304 | 145.13 | 5.0489 | 993.377
28/02/2021 12:00 | 1006.15 | 841.74 | 194.85 | 26.229 | 139.99 | 5.1794 | 993.166
28/02/2021 13:00 | 696.5 | 43.076 | 663.27 | 26.586 | 140.62 | 5.221 | 993.445
28/02/2021 14:00 | 857.9 | 852 | 153.63 | 26.679 | 138.21 | 4.9648 | 994.238
28/02/2021 15:00 | 654.58 | 795.97 | 127.67 | 26.436 | 129.07 | 4.7302 | 994.433
28/02/2021 16:00 | 322.2 | 200.061 | 233.48 | 25.466 | 133.74 | 5.5118 | 994.561
28/02/2021 17:00 | 208.46 | 466.76 | 109.34 | 25.065 | 129.75 | 4.6607 | 994.529
28/02/2021 18:00 | 0.2319 | 0 | 0.4045 | 23.68 | 127.11 | 4.4594 | 994.976
28/02/2021 19:00 | 0 | 0 | 0 | 22.748 | 107.47 | 3.8497 | 995.154
28/02/2021 20:00 | 0 | 0 | 0 | 22.189 | 95.07 | 4.3038 | 995.045
28/02/2021 21:00 | 0 | 0 | 0 | 21.342 | 56.493 | 3.9982 | 995.32
28/02/2021 22:00 | 0 | 0 | 0 | 20.391 | 71.908 | 3.5103 | 995.34
28/02/2021 23:00 | 0 | 0 | 0 | 19.7 | 42.322 | 3.6734 | 995.379
01/03/2021 00:00 | 0 | 0 | 0 | 20.134 | 63.36 | 4.0572 | 995.827
01/03/2021 01:00 | 0 | 0 | 0 | 19.917 | 47.389 | 4.4582 | 996.401
01/03/2021 02:00 | 0 | 0 | 0 | 19.902 | 65.378 | 3.5097 | 996.78
01/03/2021 03:00 | 0 | 0 | 0 | 20.139 | 53.243 | 3.5987 | 997.039
01/03/2021 04:00 | 0 | 0 | 0 | 18.347 | 135.231 | 3.0999 | 997.384
01/03/2021 05:00 | 3.5271 | 0.1612 | 3.1648 | 18.74 | 50.834 | 2.72 | 997.633
01/03/2021 06:00 | 178.8 | 520.56 | 52.244 | 21.824 | 90.662 | 3.401 | 998.008
01/03/2021 07:00 | 422.63 | 732.04 | 75.327 | 25.395 | 108.173 | 4.2123 | 998.343
01/03/2021 08:00 | 661.77 | 812.06 | 107.81 | 26.208 | 136.63 | 4.4529 | 998.108
01/03/2021 09:00 | 847.6 | 866.7 | 116.05 | 26.198 | 130.27 | 2.5024 | 997.862
01/03/2021 10:00 | 993.25 | 818.28 | 224.42 | 26.627 | 133.38 | 3.7539 | 997.683
01/03/2021 11:00 | 969.27 | 647.919 | 342.42 | 26.64 | 129.97 | 4.7201 | 997.686
01/03/2021 12:00 | 1060.6 | 885 | 273.21 | 26.747 | 129.5 | 3.7988 | 997.711
01/03/2021 13:00 | 970.6 | 880.8 | 142.56 | 26.898 | 133.7 | 4.4192 | 997.924
01/03/2021 14:00 | 860 | 859.8 | 143.05 | 26.939 | 135.33 | 4.1013 | 998.244
01/03/2021 15:00 | 301.94 | 67.8341 | 251.9 | 26.559 | 133.02 | 4.0009 | 998.424
01/03/2021 16:00 | 256.03 | 271.46 | 131.03 | 25.322 | 131.32 | 4.0373 | 999.062
01/03/2021 17:00 | 51.593 | 0.1785 | 50.99 | 24.311 | 128.78 | 4.1619 | 999.709
01/03/2021 18:00 | 0.4525 | 0 | 0.4978 | 23.517 | 125.94 | 4.2769 | 1000.18
01/03/2021 19:00 | 0 | 0 | 0 | 22.759 | 112.79 | 3.7463 | 1000.7
01/03/2021 20:00 | 0 | 0 | 0 | 21.451 | 50.366 | 3.3923 | 1001.18
01/03/2021 21:00 | 0 | 0 | 0 | 22.58 | 80.303 | 3.9387 | 1001.38
01/03/2021 22:00 | 0 | 0 | 0 | 21.768 | 104.44 | 4.4141 | 1001.51
01/03/2021 23:00 | 0 | 0 | 0 | 20.958 | 117.45 | 3.9467 | 1001.65
02/03/2021 00:00 | 0 | 0 | 0 | 20.465 | 89.351 | 4.4122 | 1001.76
02/03/2021 01:00 | 0 | 0 | 0 | 19.486 | 52.414 | 3.6669 | 1001.88
02/03/2021 02:00 | 0 | 0 | 0 | 18.234 | 69.2288 | 3.7175 | 1001.91
02/03/2021 03:00 | 0 | 0 | 0 | 18.408 | 25.158 | 4.0777 | 1002.03
02/03/2021 04:00 | 0 | 0 | 0 | 18.451 | 62.347 | 4.2624 | 1002.32
02/03/2021 05:00 | 4.037 | 0.1145 | 3.6722 | 18.158 | 72.5 | 3.5215 | 1002.5
02/03/2021 06:00 | 180.34 | 508.33 | 55.796 | 21.243 | 148.77 | 3.5896 | 1003.1
02/03/2021 07:00 | 407.58 | 682.12 | 82.618 | 26.613 | 214.3 | 4.1673 | 1003.56
02/03/2021 08:00 | 641.56 | 801.61 | 92.05 | 27.037 | 229.19 | 3.7736 | 1003.43
02/03/2021 09:00 | 829.2 | 863.7 | 100.52 | 27.169 | 191.17 | 3.8858 | 1003.09
02/03/2021 10:00 | 973.9 | 866.4 | 161.41 | 27.247 | 153.61 | 3.9938 | 1002.71
02/03/2021 11:00 | 1024.1 | 900.8 | 144.69 | 27.222 | 149.57 | 5.7506 | 1002.78
02/03/2021 12:00 | 1009.27 | 754.72 | 313.9 | 26.948 | 148.26 | 5.9121 | 1003.15
02/03/2021 13:00 | 955.2 | 856.3 | 147.45 | 27.275 | 141.16 | 5.4378 | 1002.37
02/03/2021 14:00 | 825.63 | 731.47 | 216.14 | 27.567 | 156.8 | 6.5681 | 1002.56
02/03/2021 15:00 | 422.66 | 143.2031 | 324.49 | 26.258 | 168.34 | 5.6267 | 1002.56
02/03/2021 16:00 | 393.51 | 644.01 | 101.97 | 26.679 | 138.05 | 5.899 | 1003.09
02/03/2021 17:00 | 130.003 | 301.32 | 63.273 | 25.361 | 150.07 | 6.038 | 1003.67
02/03/2021 18:00 | 0.3469 | 0 | 0.2112 | 24.685 | 143.6 | 6.4062 | 1004.02
02/03/2021 19:00 | 0 | 0 | 0 | 24.353 | 93.087 | 6.5774 | 1004.27
02/03/2021 20:00 | 0 | 0 | 0 | 22.127 | 94.5757 | 6.2716 | 1004.04
02/03/2021 21:00 | 0 | 0 | 0 | 21.656 | 47.431 | 7.6332 | 1003.99
02/03/2021 22:00 | 0 | 0 | 0 | 21.438 | 47.715 | 6.7003 | 1003.82
02/03/2021 23:00 | 0 | 0 | 0 | 20.643 | 79.628 | 6.862 | 1003.82
03/03/2021 00:00 | 0 | 0 | 0 | 20.749 | 126.81 | 7.1683 | 1003.67
03/03/2021 01:00 | 0 | 0 | 0 | 19.979 | 133.573 | 7.5285 | 1003.37
03/03/2021 02:00 | 0 | 0 | 0 | 19.528 | 13.7678 | 7.2058 | 1003.24
03/03/2021 03:00 | 0 | 0 | 0 | 19.728 | 62.379 | 7.146 | 1003.22
03/03/2021 04:00 | 0 | 0 | 0 | 19.358 | 91.015 | 7.3795 | 1003.19
03/03/2021 05:00 | 4.3056 | 0.0604 | 3.891 | 19.36 | 48.588 | 7.8473 | 1003.1
03/03/2021 06:00 | 175.56 | 493.66 | 53.268 | 22.329 | 148.384 | 8.5104 | 1002.99
03/03/2021 07:00 | 414.14 | 706.7 | 76.107 | 27.105 | 188.51 | 9.0086 | 1002.81
03/03/2021 08:00 | 647.39 | 799.98 | 97.21 | 27.195 | 250.22 | 9.3916 | 1002.63
03/03/2021 09:00 | 854.45 | 819.57 | 157.38 | 28.075 | 226.57 | 10.4242 | 1002.54
03/03/2021 10:00 | 847.79 | 574.931 | 301.4 | 27.571 | 240.2 | 10.8717 | 1002.38
03/03/2021 11:00 | 1025 | 886.7 | 163.23 | 28.196 | 263.68 | 10.9614 | 1002.08
03/03/2021 12:00 | 591.59 | 108.6064 | 496.96 | 28.061 | 235.48 | 11.5231 | 1001.71
03/03/2021 13:00 | 733.18 | 184.3135 | 566.42 | 27.835 | 230.64 | 11.0016 | 1001.54
03/03/2021 14:00 | 548.19 | 70.021 | 491.99 | 27.589 | 207.85 | 11.0649 | 1001.85
03/03/2021 15:00 | 380.59 | 24.0013 | 365.65 | 27.268 | 233.54 | 9.7552 | 1002.07
03/03/2021 16:00 | 301.57 | 89.678 | 258.07 | 27.527 | 216.87 | 9.7934 | 1002.56
03/03/2021 17:00 | 87.58 | 0.2722 | 88.96 | 25.664 | 137.76 | 9.8352 | 1003.22
03/03/2021 18:00 | 0.2476 | 0 | 0.7906 | 24.372 | 120.92 | 8.7052 | 1003.81
03/03/2021 19:00 | 0 | 0 | 0 | 22.782 | 57.898 | 8.6444 | 1004.39
03/03/2021 20:00 | 0 | 0 | 0 | 21.174 | 97.308 | 8.0997 | 1004.72
03/03/2021 21:00 | 0 | 0 | 0 | 20.809 | 59.49 | 8.3804 | 1005.18
03/03/2021 22:00 | 0 | 0 | 0 | 20.384 | 73.765 | 8.0619 | 1005.57
03/03/2021 23:00 | 0 | 0 | 0 | 20.246 | 110.244 | 7.4976 | 1005.53
04/03/2021 00:00 | 0 | 0 | 0 | 19.474 | 23.6082 | 6.8209 | 1005.38
04/03/2021 01:00 | 0 | 0 | 0 | 19.316 | 51.331 | 7.5828 | 1005.01
04/03/2021 02:00 | 0 | 0 | 0 | 18.759 | 210.14 | 7.3031 | 1004.54
04/03/2021 03:00 | 0 | 0 | 0 | 18.453 | 133.384 | 9.0125 | 1003.9
04/03/2021 04:00 | 0 | 0 | 0 | 18.568 | 118.198 | 11.253 | 1003.2
04/03/2021 05:00 | 5.2459 | 0.4798 | 4.2308 | 18.741 | 144.05 | 11.1683 | 1003.31
04/03/2021 06:00 | 173.52 | 458.06 | 58.886 | 22.953 | 181.13 | 11.0127 | 1003.75
04/03/2021 07:00 | 412.14 | 672.19 | 85.1 | 25.736 | 286.37 | 10.4561 | 1004.13
04/03/2021 08:00 | 647.26 | 767 | 113.27 | 26.867 | 252.91 | 10.7372 | 1004.02
04/03/2021 09:00 | 846.1 | 818.6 | 141.97 | 27.727 | 242.67 | 10.8706 | 1003.63
04/03/2021 10:00 | 531.71 | 236.7921 | 308.25 | 26.765 | 208.02 | 11.4037 | 1003.17
04/03/2021 11:00 | 1020.7 | 861 | 182.28 | 28.317 | 252.92 | 12.7939 | 1003
04/03/2021 12:00 | 1010.9 | 853.5 | 182.96 | 28.261 | 243.25 | 12.6511 | 1003.2
04/03/2021 13:00 | 950 | 848.6 | 148.59 | 27.948 | 251.09 | 13.4732 | 1003.46
04/03/2021 14:00 | 817 | 793.13 | 152.49 | 28.116 | 249.37 | 13.2318 | 1003.89
04/03/2021 15:00 | 618.21 | 720.87 | 132.48 | 27.619 | 247.9 | 13.1826 | 1004.37
04/03/2021 16:00 | 410.26 | 614.49 | 129.84 | 26.939 | 230.31 | 13.0313 | 1004.86
04/03/2021 17:00 | 153.68 | 430.05 | 59.62 | 25.534 | 235.57 | 13.2391 | 1005.6
04/03/2021 18:00 | 0.3161 | 0.0328 | 0.8324 | 24.108 | 200.2 | 12.9904 | 1006.24
04/03/2021 19:00 | 0 | 0 | 0 | 22.997 | 172.238 | 12.1624 | 1006.73
04/03/2021 20:00 | 0 | 0 | 0 | 21.508 | 19.581 | 11.5854 | 1006.96
04/03/2021 21:00 | 0 | 0 | 0 | 21.269 | 41.21 | 12.0106 | 1007.09
04/03/2021 22:00 | 0 | 0 | 0 | 22.044 | 35.823 | 11.7243 | 1006.98
04/03/2021 23:00 | 0 | 0 | 0 | 21.212 | 34.454 | 11.9358 | 1006.85
05/03/2021 00:00 | 0 | 0 | 0 | 20.32 | 61.1204 | 12.4699 | 1006.91
05/03/2021 01:00 | 0 | 0 | 0 | 19.937 | 65.101 | 12.7497 | 1007.3
05/03/2021 02:00 | 0 | 0 | 0 | 19.486 | 29.479 | 12.0299 | 1007.52
05/03/2021 03:00 | 0 | 0 | 0 | 19.866 | 65.917 | 12.6156 | 1007.47
05/03/2021 04:00 | 0 | 0 | 0 | 19.004 | 138.1918 | 12.2612 | 1007.37
05/03/2021 05:00 | 4.9713 | 0.4447 | 4.0261 | 20.193 | 134.4931 | 12.375 | 1007.34
05/03/2021 06:00 | 167.81 | 404.72 | 65.652 | 22.831 | 210.37 | 12.0441 | 1007.63
05/03/2021 07:00 | 398.03 | 605.81 | 102.85 | 26.4 | 270.15 | 12.5891 | 1007.7
05/03/2021 08:00 | 622.65 | 708.9 | 128.59 | 26.781 | 174.56 | 12.0128 | 1007.43
05/03/2021 09:00 | 815.3 | 791.85 | 140.15 | 27.887 | 218.09 | 11.6755 | 1007.35
05/03/2021 10:00 | 959.19 | 724.49 | 273.84 | 27.334 | 149.04 | 11.3049 | 1007.48
05/03/2021 11:00 | 1012 | 742.47 | 293.34 | 26.997 | 125.73 | 11.1831 | 1007.77
05/03/2021 12:00 | 994.5 | 827.3 | 191.77 | 27.503 | 134.64 | 10.5197 | 1007.89
05/03/2021 13:00 | 937.5 | 822.5 | 158.5 | 27.972 | 144.97 | 10.394 | 1007.71
05/03/2021 14:00 | 806.17 | 802.64 | 132.47 | 27.561 | 147.67 | 10.8645 | 1007.41
05/03/2021 15:00 | 621.59 | 761.11 | 107.1 | 27.209 | 142.37 | 10.526 | 1007.29
05/03/2021 16:00 | 387.82 | 653.82 | 88.28 | 26.829 | 145.41 | 10.1173 | 1007.05
05/03/2021 17:00 | 149.21 | 392.42 | 62.04 | 26.045 | 140.9 | 9.4065 | 1006.67
05/03/2021 18:00 | 0.5725 | 0.106 | 0.9415 | 24.773 | 126.55 | 9.2282 | 1006.28
05/03/2021 19:00 | 0 | 0 | 0 | 23.392 | 46.441 | 9.8063 | 1005.75
05/03/2021 20:00 | 0 | 0 | 0 | 22.553 | 42.706 | 10.1106 | 1005.11
05/03/2021 21:00 | 0 | 0 | 0 | 21.883 | 39.606 | 11.1196 | 1004.45
05/03/2021 22:00 | 0 | 0 | 0 | 21.633 | 41.283 | 11.4571 | 1003.91
05/03/2021 23:00 | 0 | 0 | 0 | 20.323 | 31.7773 | 10.7849 | 1003.47
06/03/2021 00:00 | 0 | 0 | 0 | 20.206 | 55.3698 | 10.348 | 1003.03
06/03/2021 01:00 | 0 | 0 | 0 | 20.67 | 31.127 | 9.8531 | 1002.7
06/03/2021 02:00 | 0 | 0 | 0 | 20.781 | 47.26 | 7.5967 | 1002.58
06/03/2021 03:00 | 0 | 0 | 0 | 21.099 | 47.436 | 7.5556 | 1002.57
06/03/2021 04:00 | 0 | 0 | 0 | 21.191 | 38.85 | 7.2413 | 1002.78
06/03/2021 05:00 | 4.3731 | 0 | 4.5064 | 21.155 | 41.887 | 7.3168 | 1002.89
06/03/2021 06:00 | 177.55 | 439.23 | 66.411 | 24.003 | 61.104 | 6.8703 | 1002.86
06/03/2021 07:00 | 411.08 | 659.62 | 86.96 | 26.419 | 133.66 | 6.1126 | 1002.81
06/03/2021 08:00 | 645.33 | 776.49 | 97.24 | 26.987 | 131.37 | 6.9996 | 1002.75
06/03/2021 09:00 | 833 | 841 | 102.34 | 27.222 | 128.12 | 7.9092 | 1002.68
06/03/2021 10:00 | 954.5 | 867 | 117.37 | 27.436 | 126.28 | 8.1492 | 1002.44
06/03/2021 11:00 | 1013.8 | 877.9 | 139.01 | 27.577 | 131.44 | 7.7791 | 1002.17
06/03/2021 12:00 | 1013.2 | 874 | 147.13 | 27.601 | 129.42 | 8.0523 | 1002.04
06/03/2021 13:00 | 967.3 | 838 | 164.74 | 27.76 | 122.98 | 7.1464 | 1002.22
06/03/2021 14:00 | 849.3 | 819.8 | 153.63 | 28.165 | 128.6 | 7.4091 | 1002.64
06/03/2021 15:00 | 638.23 | 769.19 | 111.42 | 27.313 | 128.3 | 7.3012 | 1003
06/03/2021 16:00 | 380.99 | 590.15 | 107.14 | 26.655 | 127.16 | 6.6949 | 1003.21
06/03/2021 17:00 | 129.32 | 97.69 | 107.81 | 25.71 | 128.88 | 5.2402 | 1003.26
06/03/2021 18:00 | 1.0708 | 0 | 1.0521 | 24.637 | 114.14 | 4.9451 | 1003.26
06/03/2021 19:00 | 0 | 0 | 0 | 23.998 | 125.96 | 3.9052 | 1003.26
06/03/2021 20:00 | 0 | 0 | 0 | 23.568 | 117.8 | 4.4817 | 1003.17
06/03/2021 21:00 | 0 | 0 | 0 | 22.677 | 66.675 | 4.0463 | 1003.05
06/03/2021 22:00 | 0 | 0 | 0 | 21.585 | 34.595 | 3.194 | 1002.76
06/03/2021 23:00 | 0 | 0 | 0 | 22.536 | 69.01 | 2.5107 | 1002.45
07/03/2021 00:00 | 0 | 0 | 0 | 20.75 | 48.495 | 3.742 | 1002.18
07/03/2021 01:00 | 0 | 0 | 0 | 20.213 | 44.605 | 3.7584 | 1001.76
07/03/2021 02:00 | 0 | 0 | 0 | 20.86 | 61.156 | 3.8845 | 1001.31
07/03/2021 03:00 | 0 | 0 | 0 | 21.276 | 108.25 | 4.5402 | 1001.05
07/03/2021 04:00 | 0 | 0 | 0 | 21.242 | 105.34 | 3.8969 | 1000.71
07/03/2021 05:00 | 5.4367 | 0.9177 | 4.6315 | 20.795 | 66.019 | 4.0991 | 1000.33
07/03/2021 06:00 | 181.09 | 507.87 | 52.707 | 23.813 | 68.913 | 4.8077 | 999.916
07/03/2021 07:00 | 423.35 | 707.86 | 77.048 | 26.104 | 119.66 | 5.4944 | 999.595
07/03/2021 08:00 | 652.29 | 787.72 | 96.3 | 27.253 | 126.52 | 5.7614 | 999.166
07/03/2021 09:00 | 830.3 | 825 | 113.29 | 27.787 | 125.43 | 6.736 | 998.512
07/03/2021 10:00 | 946.6 | 852 | 124.05 | 28.258 | 128.93 | 7.6009 | 997.936
07/03/2021 11:00 | 1005.9 | 855.5 | 153.43 | 27.956 | 123.71 | 7.2189 | 997.389
07/03/2021 12:00 | 1013.8 | 836.3 | 198.7 | 27.765 | 133.98 | 7.3838 | 996.868
07/03/2021 13:00 | 756.97 | 246.234 | 522.69 | 27.873 | 129.31 | 7.3629 | 996.257
07/03/2021 14:00 | 756.52 | 650.29 | 199.54 | 27.669 | 130.94 | 6.9553 | 995.474
07/03/2021 15:00 | 634.15 | 736.21 | 126.62 | 27.217 | 125.36 | 6.3521 | 994.776
07/03/2021 16:00 | 454.13 | 615.72 | 174.04 | 27.29 | 127.32 | 6.5776 | 994.294
07/03/2021 17:00 | 163.2 | 257.007 | 103.92 | 26.312 | 134.96 | 6.6495 | 993.834
07/03/2021 18:00 | 1.5415 | 0.044 | 1.1173 | 25.088 | 125.1 | 7.2431 | 993.153
07/03/2021 19:00 | 0 | 0 | 0 | 24.736 | 104.34 | 7.8697 | 992.408
07/03/2021 20:00 | 0 | 0 | 0 | 24.211 | 101.73 | 7.5048 | 991.365
07/03/2021 21:00 | 0 | 0 | 0 | 23.599 | 120.32 | 7.7442 | 990.256
07/03/2021 22:00 | 0 | 0 | 0 | 23.268 | 100.5 | 6.8608 | 989.352
07/03/2021 23:00 | 0 | 0 | 0 | 23.004 | 100.5 | 6.3122 | 988.37
08/03/2021 00:00 | 0 | 0 | 0 | 23.234 | 90.62 | 6.4183 | 987.262
08/03/2021 01:00 | 0 | 0 | 0 | 21.429 | 50.533 | 6.1496 | 986.213
08/03/2021 02:00 | 0 | 0 | 0 | 20.545 | 79.9163 | 6.261 | 985.175
08/03/2021 03:00 | 0 | 0 | 0 | 19.887 | 43.523 | 6.144 | 984.286
08/03/2021 04:00 | 0 | 0 | 0 | 20.158 | 54.482 | 6.3488 | 983.391
08/03/2021 05:00 | 4.6993 | 0.1548 | 4.5973 | 19.412 | 58.6543 | 5.4658 | 982.564
08/03/2021 06:00 | 181.39 | 485.83 | 56.441 | 23.824 | 112.108 | 4.7829 | 981.761
08/03/2021 07:00 | 421.79 | 683.57 | 82.35 | 26.013 | 115.06 | 4.6062 | 980.89
08/03/2021 08:00 | 656.32 | 772.38 | 100.62 | 26.611 | 121.27 | 4.4198 | 980.109
08/03/2021 09:00 | 843.5 | 831.6 | 108.41 | 27.203 | 126.23 | 4.2794 | 978.763
08/03/2021 10:00 | 978.7 | 852 | 140.48 | 27.722 | 135.13 | 4.1065 | 977.465
08/03/2021 11:00 | 1044.9 | 872.9 | 166.26 | 29.119 | 136.74 | 4.106 | 976.333
08/03/2021 12:00 | 918.12 | 686.11 | 272.16 | 28.348 | 127.21 | 3.1586 | 975.27
08/03/2021 13:00 | 1034.9 | 928.6103 | 174.4805 | 28.439 | 135.89 | 3.6957 | 974.337
08/03/2021 14:00 | 858.8 | 879.0055 | 132.4976 | 28.39 | 130.92 | 3.9851 | 973.429
08/03/2021 15:00 | 679.05 | 791.3 | 130.78 | 28.212 | 128.07 | 3.8958 | 972.461
08/03/2021 16:00 | 197.91 | 6.0939 | 177.4057 | 25.78 | 122.18 | 3.8927 | 971.707
08/03/2021 17:00 | 199.95 | 504.44 | 84.615 | 25.599 | 118.44 | 3.7236 | 971.16
08/03/2021 18:00 | 1.9512 | 0.2855 | 1.7815 | 24.643 | 115.82 | 3.6209 | 970.694
08/03/2021 19:00 | 0 | 0 | 0 | 24.17 | 113.23 | 4.0366 | 970.029
08/03/2021 20:00 | 0 | 0 | 0 | 23.862 | 118.81 | 4.304 | 969.537
08/03/2021 21:00 | 0 | 0 | 0 | 23.547 | 117.52 | 3.6802 | 969.107
08/03/2021 22:00 | 0 | 0 | 0 | 21.894 | 70.441 | 3.0261 | 968.601
08/03/2021 23:00 | 0 | 0 | 0 | 20.506 | 41.944 | 3.8182 | 968.724
09/03/2021 00:00 | 0 | 0 | 0 | 19.999 | 70.762 | 4.0354 | 969.085
09/03/2021 01:00 | 0 | 0 | 0 | 19.955 | 45.7749 | 3.8026 | 969.169
09/03/2021 02:00 | 0 | 0 | 0 | 19.672 | 24.387 | 3.2826 | 969.175
09/03/2021 03:00 | 0 | 0 | 0 | 20.633 | 58.535 | 3.1598 | 969.321
09/03/2021 04:00 | 0 | 0 | 0 | 19.658 | 55.919 | 3.691 | 969.979
09/03/2021 05:00 | 5.5425 | 0.1845 | 5.2002 | 19.525 | 45.121 | 4.9116 | 970.385
09/03/2021 06:00 | 190.29 | 549.5 | 48.59 | 23.035 | 214.976 | 5.1804 | 970.667
09/03/2021 07:00 | 428.04 | 748.32 | 65.14 | 27.163 | 75.588 | 4.6635 | 970.836
09/03/2021 08:00 | 658.97 | 818.3 | 79.911 | 27.366 | 133.43 | 5.1075 | 970.981
09/03/2021 09:00 | 849.6 | 877.8 | 84.72 | 28.441 | 135.05 | 5.4414 | 971.033
09/03/2021 10:00 | 964.9 | 904.9 | 92.15 | 28.932 | 133.457 | 5.2029 | 970.871
09/03/2021 11:00 | 1022.2 | 897.5 | 124.73 | 28.573 | 130.86 | 5.092 | 970.788
09/03/2021 12:00 | 1019.5 | 868.4 | 202.39 | 28.765 | 135.94 | 4.7434 | 970.822
09/03/2021 13:00 | 968.1 | 892.3 | 101.5 | 28.581 | 132.2 | 4.6186 | 971
09/03/2021 14:00 | 842.5 | 862.6 | 95.17 | 28.885 | 130.67 | 4.4782 | 971.432
09/03/2021 15:00 | 651.62 | 806.5 | 88.73 | 28.231 | 126.57 | 3.6236 | 971.781
09/03/2021 16:00 | 311.01 | 378.7 | 136.13 | 27.378 | 134.34 | 3.6721 | 972.163
09/03/2021 17:00 | 90.448 | 56.1944 | 78.283 | 26.008 | 125.19 | 4.098 | 972.398
09/03/2021 18:00 | 1.6389 | 0 | 1.5489 | 25.209 | 120.03 | 5.0299 | 972.44
09/03/2021 19:00 | 0 | 0 | 0 | 24.986 | 114.32 | 4.5585 | 972.45
09/03/2021 20:00 | 0 | 0 | 0 | 23.37 | 55.686 | 4.9523 | 972.499
09/03/2021 21:00 | 0 | 0 | 0 | 22.35 | 58.908 | 4.4712 | 972.645
09/03/2021 22:00 | 0 | 0 | 0 | 21.484 | 127.8192 | 4.6913 | 972.781
09/03/2021 23:00 | 0 | 0 | 0 | 21.283 | 102.863 | 4.3718 | 972.938
10/03/2021 00:00 | 0 | 0 | 0 | 20.999 | 153.87 | 4.073 | 973.408
10/03/2021 01:00 | 0 | 0 | 0 | 21.413 | 96.492 | 4.3233 | 974.003
10/03/2021 02:00 | 0 | 0 | 0 | 20.577 | 108.603 | 3.9255 | 974.481
10/03/2021 03:00 | 0 | 0 | 0 | 20.948 | 129.22 | 4.0635 | 974.806
10/03/2021 04:00 | 0 | 0 | 0 | 20.779 | 37.388 | 4.4889 | 975.214
10/03/2021 05:00 | 5.7882 | 0.3424 | 5.5396 | 20.137 | 45.616 | 5.4203 | 975.575
10/03/2021 06:00 | 189.05 | 531.93 | 50.441 | 23.263 | 110.511 | 5.3952 | 975.876
10/03/2021 07:00 | 427.23 | 732.33 | 70.388 | 26.828 | 161.12 | 5.5423 | 975.897
10/03/2021 08:00 | 664.53 | 827.1 | 80.8 | 27.764 | 199.64 | 6.1356 | 976.006
10/03/2021 09:00 | 851 | 876 | 93.43 | 28.413 | 167.63 | 5.8915 | 976.334
10/03/2021 10:00 | 736.81 | 383.45 | 377.75 | 28.366 | 138.15 | 6.226 | 976.717
10/03/2021 11:00 | 1009.03 | 684.79 | 331.42 | 29.351 | 142.74 | 6.7465 | 977.147
10/03/2021 12:00 | 744.56 | 151.3941 | 624 | 29.326 | 146.69 | 6.6484 | 977.852
10/03/2021 13:00 | 977.15 | 671.74 | 360.95 | 29.723 | 144.63 | 7.1301 | 978.659
10/03/2021 14:00 | 482.95 | 29.8107 | 462.9092 | 28.405 | 131.56 | 6.8057 | 979.439
10/03/2021 15:00 | 308.39 | 3.5769 | 311.71 | 28.157 | 135.81 | 7.0942 | 980.09
10/03/2021 16:00 | 186.71 | 2.5004 | 189.35 | 27.316 | 143.4 | 6.0962 | 980.715
10/03/2021 17:00 | 65.326 | 0 | 66.967 | 26.692 | 127.96 | 6.3884 | 981.372
10/03/2021 18:00 | 2.2123 | 2.8328 | 2.8997 | 25.872 | 126.88 | 5.7429 | 982.039
10/03/2021 19:00 | 0 | 0 | 0 | 23.253 | 39.73 | 5.4788 | 982.844
10/03/2021 20:00 | 0 | 0 | 0 | 22.328 | 37.353 | 4.8361 | 983.916
10/03/2021 21:00 | 0 | 0 | 0 | 21.196 | 313.19 | 5.2613 | 985.09
10/03/2021 22:00 | 0 | 0 | 0 | 20.511 | 52.5422 | 7.1201 | 986.304
10/03/2021 23:00 | 0 | 0 | 0 | 20.841 | 94.668 | 7.747 | 987.602
11/03/2021 00:00 | 0 | 0 | 0 | 20.566 | 32.251 | 7.7778 | 989.061
11/03/2021 01:00 | 0 | 0 | 0 | 20.413 | 131.056 | 7.8843 | 990.627
11/03/2021 02:00 | 0 | 0 | 0 | 19.711 | 124.122 | 8.0216 | 992.232
11/03/2021 03:00 | 0 | 0 | 0 | 19.356 | 53.1179 | 6.6516 | 993.461
11/03/2021 04:00 | 0 | 0 | 0 | 19.705 | 99.349 | 6.0627 | 994.604
11/03/2021 05:00 | 5.8007 | 4.3689 | 5.1908 | 20.238 | 81.543 | 6.5377 | 995.67
11/03/2021 06:00 | 190.91 | 560.3 | 48.539 | 23.043 | 187.14 | 6.3058 | 996.352
11/03/2021 07:00 | 425.77 | 739.58 | 69.006 | 26.317 | 288.7 | 6.1394 | 996.713
11/03/2021 08:00 | 689.14 | 818.6 | 108.65 | 27.965 | 225.88 | 7.1129 | 996.789
11/03/2021 09:00 | 859.75 | 815.96 | 149.79 | 27.536 | 209.27 | 7.3776 | 996.942
11/03/2021 10:00 | 511.15 | 26.5317 | 489.2 | 26.713 | 139.92 | 7.8899 | 996.863
11/03/2021 11:00 | 464.26 | 1.7696 | 466.84 | 26.589 | 123.2 | 7.9464 | 996.271
11/03/2021 12:00 | 700.69 | 42.802 | 669.93 | 27.19 | 132.98 | 8.21 | 995.89
11/03/2021 13:00 | 386.92 | 0.9435 | 390.98 | 26.8 | 123.17 | 8.5805 | 995.081
11/03/2021 14:00 | 395.1 | 1.1818 | 399.97 | 26.753 | 136.84 | 8.4317 | 994.214
11/03/2021 15:00 | 363.79 | 12.0595 | 359.12 | 26.614 | 131.57 | 8.4922 | 993.126
11/03/2021 16:00 | 504.65 | 643.76 | 208.51 | 27.416 | 135.29 | 8.6029 | 991.782
11/03/2021 17:00 | 100.23 | 4.7983 | 100.84 | 26.208 | 134.6 | 8.6195 | 990.101
11/03/2021 18:00 | 2.2704 | 1.5572 | 2.2869 | 25.163 | 115.82 | 10.127 | 987.938
11/03/2021 19:00 | 0 | 0.0074 | 0 | 24.131 | 114.25 | 11.6711 | 985.748
11/03/2021 20:00 | 0 | 0 | 0 | 23.68 | 49.875 | 13.2949 | 982.605
11/03/2021 21:00 | 0 | 0 | 0 | 22.341 | 151.093 | 13.4303 | 980.196
11/03/2021 22:00 | 0 | 0 | 0 | 21.326 | 85.767 | 13.3595 | 979.635
11/03/2021 23:00 | 0 | 0 | 0 | 21.461 | 69.517 | 12.8044 | 979.601
12/03/2021 00:00 | 0 | 0 | 0 | 20.962 | 101.764 | 11.8436 | 979.567
12/03/2021 01:00 | 0 | 0 | 0 | 20.701 | 101.996 | 11.2044 | 980.046
12/03/2021 02:00 | 0 | 0 | 0 | 19.946 | 103.191 | 9.8235 | 981.014
12/03/2021 03:00 | 0 | 0 | 0 | 20.06 | 67.644 | 10.4335 | 981.663
12/03/2021 04:00 | 0 | 0 | 0 | 19.625 | 50.389 | 11.257 | 982.019
12/03/2021 05:00 | 7.1885 | 15.7476 | 6.5528 | 19.086 | 145.78 | 11.1639 | 982.383
12/03/2021 06:00 | 195.98 | 574.1 | 47.702 | 23.172 | 26.099 | 11.225 | 982.5
12/03/2021 07:00 | 431.84 | 765.64 | 63.095 | 27.207 | 132.481 | 10.8688 | 983.065
12/03/2021 08:00 | 666.68 | 845.7 | 74.029 | 27.639 | 169.28 | 10.4965 | 983.635
12/03/2021 09:00 | 853.9 | 892.3 | 81.69 | 28.563 | 231 | 11.4836 | 983.995
12/03/2021 10:00 | 967.5 | 905.2 | 96.61 | 28.79 | 230.36 | 12.2189 | 984.752
12/03/2021 11:00 | 1026.1 | 895.5 | 140.11 | 28.845 | 232.13 | 11.8804 | 985.288
12/03/2021 12:00 | 973.52 | 748.54 | 307.72 | 29.244 | 220.11 | 13.1047 | 985.703
12/03/2021 13:00 | 979.4 | 812.87 | 203.36 | 30.076 | 231.98 | 13.841 | 986.343
12/03/2021 14:00 | 811.26 | 505.68 | 376.99 | 29.998 | 257.67 | 13.1537 | 987.285
12/03/2021 15:00 | 296.65 | 3.5466 | 301.13 | 27.693 | 239.27 | 11.2329 | 987.782
12/03/2021 16:00 | 128.74 | 0.1457 | 132.31 | 26.725 | 228.81 | 10.3903 | 987.991
12/03/2021 17:00 | 78.989 | 2.0832 | 80.899 | 26.393 | 227.93 | 10.8673 | 988.137
12/03/2021 18:00 | 1.6635 | 5.748 | 1.7282 | 25.634 | 176.92 | 10.3121 | 988.204
12/03/2021 19:00 | 0 | 0 | 0 | 24.659 | 70.9368 | 10.4113 | 987.99
12/03/2021 20:00 | 0 | 0 | 0 | 22.496 | 37.367 | 9.6459 | 987.227
12/03/2021 21:00 | 0 | 0 | 0 | 22.487 | 39.335 | 10.2291 | 986.391
12/03/2021 22:00 | 0 | 0 | 0 | 21.546 | 86.01 | 9.9127 | 985.302
12/03/2021 23:00 | 0 | 0 | 0 | 21.835 | 96.84 | 9.315 | 984.009
13/03/2021 00:00 | 0 | 0 | 0 | 21.402 | 110.31 | 9.116 | 983.144
13/03/2021 01:00 | 0 | 0 | 0 | 20.811 | 141.86 | 9.0343 | 982.239
13/03/2021 02:00 | 0 | 0 | 0 | 21.234 | 83.206 | 8.5245 | 981.592
13/03/2021 03:00 | 0 | 0 | 0 | 20.475 | 122.942 | 9.0799 | 981.419
13/03/2021 04:00 | 0 | 0 | 0 | 20.556 | 61.432 | 12.4255 | 981.681
13/03/2021 05:00 | 8.8952 | 33.3162 | 7.1187 | 19.963 | 57.608 | 11.3059 | 982.024
13/03/2021 06:00 | 201.37 | 594.48 | 47.344 | 23.213 | 128.135 | 11.3758 | 982.553
13/03/2021 07:00 | 435.31 | 774.13 | 61.638 | 27.22 | 296.33 | 9.9832 | 982.874
13/03/2021 08:00 | 672.09 | 840.7 | 77.334 | 28.805 | 252.71 | 9.8616 | 983.204
13/03/2021 09:00 | 855.4 | 878.4 | 89.24 | 28.571 | 236.05 | 9.1215 | 983.866
13/03/2021 10:00 | 977.1 | 891.5 | 115.02 | 28.49 | 231.47 | 8.2148 | 984.339
13/03/2021 11:00 | 1046 | 898.4 | 156.48 | 29.485 | 262.75 | 7.498 | 984.774
13/03/2021 12:00 | 750.69 | 171.846 | 612.27 | 28.701 | 268.35 | 6.819 | 985.328
13/03/2021 13:00 | 585.44 | 92.46 | 507.13 | 28.252 | 277.73 | 7.6217 | 986.025
13/03/2021 14:00 | 865.1 | 846.74 | 138.07 | 29.573 | 247.93 | 8.7379 | 986.435
13/03/2021 15:00 | 369.72 | 40.9105 | 344.39 | 28.033 | 246.74 | 8.7985 | 986.75
13/03/2021 16:00 | 128.14 | 0 | 129.97 | 26.876 | 229.2 | 8.9196 | 987.134
13/03/2021 17:00 | 46.727 | 0.1993 | 46.428 | 26.18 | 239.18 | 8.3091 | 987.533
13/03/2021 18:00 | 2.0797 | 2.302 | 2.0258 | 25.733 | 223.24 | 8.3262 | 987.819
13/03/2021 19:00 | 0 | 0.0089 | 0 | 25.433 | 174.14 | 8.9335 | 988.067
13/03/2021 20:00 | 0 | 0 | 0 | 24.989 | 114.71 | 8.4548 | 988.286
13/03/2021 21:00 | 0 | 0 | 0 | 23.586 | 88.201 | 8.8053 | 988.54
13/03/2021 22:00 | 0 | 0 | 0 | 22.782 | 271.1 | 8.497 | 988.822
13/03/2021 23:00 | 0 | 0 | 0 | 22.668 | 126.887 | 7.3475 | 989.283
14/03/2021 00:00 | 0 | 0 | 0 | 22.751 | 139.047 | 6.1476 | 989.729
14/03/2021 01:00 | 0 | 0 | 0 | 22.256 | 97.585 | 5.3091 | 989.929
14/03/2021 02:00 | 0 | 0 | 0 | 21.679 | 75.43 | 5.3586 | 990.088
14/03/2021 03:00 | 0 | 0 | 0 | 21.583 | 93.442 | 6.1265 | 990.425
14/03/2021 04:00 | 0 | 0 | 0 | 20.794 | 136.26 | 7.1357 | 990.762
14/03/2021 05:00 | 8.2005 | 3.6777 | 7.7786 | 21.387 | 92.663 | 7.5936 | 990.925
14/03/2021 06:00 | 197.49 | 566.17 | 48.571 | 24.303 | 88.9475 | 8.0622 | 990.953
14/03/2021 07:00 | 433.76 | 751.66 | 65.342 | 28.276 | 291.25 | 8.1204 | 991.107
14/03/2021 08:00 | 667.63 | 828.2 | 78.334 | 29.486 | 219.58 | 8.4627 | 991.126
14/03/2021 09:00 | 853.7 | 878.4 | 85.8 | 30.192 | 225.03 | 7.9005 | 990.981
14/03/2021 10:00 | 959.9 | 894.5 | 98.62 | 29.351 | 183.16 | 8.7666 | 990.808
14/03/2021 11:00 | 1015.1 | 893.3 | 128.08 | 29.322 | 179.53 | 8.9726 | 990.604
14/03/2021 12:00 | 1021.4 | 900 | 221.82 | 29.759 | 235.8 | 8.5096 | 990.484
14/03/2021 13:00 | 958.2 | 885.1 | 106.43 | 30.113 | 224.09 | 8.7275 | 990.394
14/03/2021 14:00 | 829.5 | 844 | 101.36 | 30.427 | 234.47 | 9.477 | 990.492
14/03/2021 15:00 | 652.88 | 796.26 | 100.35 | 30.121 | 227.36 | 9.1069 | 990.931
14/03/2021 16:00 | 401.04 | 647.18 | 100.21 | 29.329 | 218.44 | 8.8438 | 991.52
14/03/2021 17:00 | 172.2 | 470.6 | 60.684 | 28.09 | 226.49 | 8.098 | 992.068
14/03/2021 18:00 | 1.3648 | 0 | 2.7708 | 26.078 | 241.16 | 7.6676 | 992.687
14/03/2021 19:00 | 0 | 0 | 0 | 25.357 | 86.592 | 8.3479 | 993.275
14/03/2021 20:00 | 0 | 0 | 0 | 23.842 | 42.311 | 7.4541 | 993.77
14/03/2021 21:00 | 0 | 0 | 0 | 22.987 | 88.648 | 7.2311 | 994.235
14/03/2021 22:00 | 0 | 0 | 0 | 22.981 | 288.47 | 6.8296 | 994.757
14/03/2021 23:00 | 0 | 0 | 0 | 23.383 | 137.373 | 6.6174 | 995.478
15/03/2021 00:00 | 0 | 0 | 0 | 22.66 | 79.635 | 6.3785 | 996.321
15/03/2021 01:00 | 0 | 0 | 0 | 21.688 | 112.118 | 5.9588 | 997.036
15/03/2021 02:00 | 0 | 0 | 0 | 22.222 | 96.076 | 5.693 | 997.569
15/03/2021 03:00 | 0 | 0 | 0 | 21.515 | 96.841 | 4.7655 | 998.149
15/03/2021 04:00 | 0 | 0 | 0 | 21.111 | 73.128 | 4.1125 | 998.796
15/03/2021 05:00 | 8.5967 | 15.5545 | 7.4399 | 21.122 | 62.167 | 4.6521 | 999.384
15/03/2021 06:00 | 185.28 | 476.38 | 58.684 | 24.345 | 133.816 | 4.8587 | 999.872
15/03/2021 07:00 | 416.48 | 674.84 | 85.53 | 28.842 | 206.75 | 4.1861 | 1000.29
15/03/2021 08:00 | 663.39 | 763.86 | 117.14 | 29.313 | 233.05 | 4.4259 | 1000.56
15/03/2021 09:00 | 869.8 | 807.69 | 159.41 | 29.792 | 241.79 | 3.8943 | 1000.82
15/03/2021 10:00 | 798.68 | 525.8531 | 262.6565 | 28.472 | 207.27 | 4.097 | 1001.06
15/03/2021 11:00 | 813.36 | 373.36 | 446.29 | 29.004 | 227.78 | 4.7486 | 1001.38
15/03/2021 12:00 | 928.08 | 440.362 | 541.55 | 28.793 | 244.38 | 4.9114 | 1001.74
15/03/2021 13:00 | 1049.7 | 790.67 | 291.87 | 29.656 | 235.58 | 5.1539 | 1002.19
15/03/2021 14:00 | 856.4 | 757.1 | 203.37 | 29.685 | 218.35 | 4.8166 | 1002.7
15/03/2021 15:00 | 660.25 | 709.61 | 164.93 | 29.448 | 213.93 | 5.173 | 1002.88
15/03/2021 16:00 | 404.3 | 615.52 | 115.62 | 28.48 | 205.47 | 5.7 | 1002.77
15/03/2021 17:00 | 163.79 | 376.6 | 73.66 | 27.147 | 191.81 | 6.0502 | 1002.72
15/03/2021 18:00 | 1.9653 | 0.0244 | 2.9434 | 25.77 | 183.77 | 5.6356 | 1002.73
15/03/2021 19:00 | 0 | 0 | 0 | 24.844 | 36.241 | 6.5492 | 1002.78
15/03/2021 20:00 | 0 | 0 | 0 | 23.251 | 40.336 | 6.1817 | 1002.68
15/03/2021 21:00 | 0 | 0 | 0 | 22.342 | 86.507 | 7.6261 | 1002.64
15/03/2021 22:00 | 0 | 0 | 0 | 21.746 | 65.762 | 7.8945 | 1002.67
15/03/2021 23:00 | 0 | 0 | 0 | 21.46 | 124.909 | 8.4531 | 1002.92
16/03/2021 00:00 | 0 | 0 | 0 | 20.339 | 51.747 | 8.214 | 1003.15
16/03/2021 01:00 | 0 | 0 | 0 | 20.425 | 115.427 | 8.0664 | 1003.18
16/03/2021 02:00 | 0 | 0 | 0 | 20.646 | 81.228 | 8.757 | 1003.33
16/03/2021 03:00 | 0 | 0 | 0 | 20.364 | 45.122 | 8.4165 | 1003.35
16/03/2021 04:00 | 0 | 0 | 0 | 19.971 | 56.5938 | 8.415 | 1003.4
16/03/2021 05:00 | 7.7276 | 0.6487 | 7.1144 | 20.234 | 70.873 | 9.0443 | 1003.44
16/03/2021 06:00 | 187.94 | 485.59 | 58.645 | 23.037 | 115.44 | 8.9339 | 1003.55
16/03/2021 07:00 | 418.5 | 689.72 | 83.36 | 27.547 | 285.89 | 9.1271 | 1003.8
16/03/2021 08:00 | 660.61 | 780.82 | 101.9 | 28.412 | 227.75 | 8.8746 | 1003.98
16/03/2021 09:00 | 850.2 | 825.7 | 122.94 | 28.591 | 233.85 | 8.7815 | 1004.18
16/03/2021 10:00 | 971.7 | 853.7 | 141.54 | 29.195 | 229.46 | 8.1446 | 1004.38
16/03/2021 11:00 | 1034.9 | 846.8 | 188.83 | 29.242 | 221.3 | 8.2425 | 1004.6
16/03/2021 12:00 | 542.97 | 17.6923 | 535.69 | 28.322 | 206.95 | 7.5999 | 1004.8
16/03/2021 13:00 | 835.27 | 312.6048 | 569.8 | 29.404 | 225.28 | 7.1925 | 1005.02
16/03/2021 14:00 | 804.04 | 580.03 | 299.71 | 29.45 | 231.42 | 7.8553 | 1005.16
16/03/2021 15:00 | 650.84 | 720.52 | 142.28 | 29.199 | 241.49 | 7.7021 | 1004.91
16/03/2021 16:00 | 324.83 | 344.375 | 163.91 | 27.96 | 232.38 | 6.7975 | 1004.75
16/03/2021 17:00 | 172.24 | 367.6 | 82.86 | 27.096 | 218.14 | 6.4651 | 1004.78
16/03/2021 18:00 | 3.4245 | 1.1593 | 3.7623 | 26.195 | 232.91 | 6.9139 | 1004.78
16/03/2021 19:00 | 0 | 0.009 | 0 | 25.897 | 234.77 | 6.9698 | 1004.61
16/03/2021 20:00 | 0 | 0 | 0 | 25.832 | 291.71 | 6.6009 | 1004.34
16/03/2021 21:00 | 0 | 0 | 0 | 25.262 | 132.202 | 6.4144 | 1004.07
16/03/2021 22:00 | 0 | 0 | 0 | 23.662 | 83.878 | 5.5458 | 1003.77
16/03/2021 23:00 | 0 | 0 | 0 | 22.639 | 117.148 | 5.369 | 1003.44
17/03/2021 00:00 | 0 | 0 | 0 | 22.618 | 89.538 | 5.4723 | 1002.99
17/03/2021 01:00 | 0 | 0 | 0 | 22.804 | 95.8023 | 5.0471 | 1002.59
17/03/2021 02:00 | 0 | 0 | 0 | 22.714 | 56.128 | 4.6388 | 1002.28
17/03/2021 03:00 | 0 | 0 | 0 | 21.327 | 98.989 | 5.1779 | 1002.01
17/03/2021 04:00 | 0 | 0 | 0 | 20.951 | 37.143 | 4.673 | 1001.84
17/03/2021 05:00 | 6.7006 | 0.318 | 6.3394 | 20.756 | 73.942 | 4.8834 | 1001.6
17/03/2021 06:00 | 184.97 | 484.51 | 57.175 | 23.829 | 135.401 | 4.6119 | 1001.34
17/03/2021 07:00 | 421.32 | 705.79 | 77.45 | 27.804 | 233.73 | 4.9027 | 1001.15
17/03/2021 08:00 | 654.33 | 781.73 | 100.08 | 29.05 | 214.29 | 3.8962 | 1000.91
17/03/2021 09:00 | 846.6 | 831.8 | 115.95 | 30.002 | 233.47 | 4.0864 | 1000.81
17/03/2021 10:00 | 964.6 | 867.4 | 124.54 | 30.209 | 253.3 | 4.0187 | 1000.63
17/03/2021 11:00 | 1024.7 | 855.6 | 169.86 | 29.986 | 222.71 | 4.5405 | 1000.34
17/03/2021 12:00 | 1023.1 | 827.68 | 308.13 | 30.013 | 237.78 | 4.5584 | 1000.1
17/03/2021 13:00 | 1004.59 | 704.41 | 321.78 | 30.459 | 232.48 | 3.7603 | 999.912
17/03/2021 14:00 | 903.3 | 771.18 | 228.58 | 29.909 | 225.35 | 3.7718 | 999.86
17/03/2021 15:00 | 658.85 | 498.87 | 307.49 | 29.768 | 241.97 | 3.5806 | 999.98
17/03/2021 16:00 | 232.65 | 1.3933 | 235.31 | 27.395 | 203.86 | 4.2658 | 1000
17/03/2021 17:00 | 157.01 | 167.1571 | 115.61 | 26.913 | 164.97 | 4.1706 | 999.863
17/03/2021 18:00 | 3.3031 | 1.2425 | 3.8218 | 25.804 | 130.15 | 4.4041 | 999.653
17/03/2021 19:00 | 0 | 0 | 0 | 25.321 | 126.013 | 4.5009 | 999.629
17/03/2021 20:00 | 0 | 0 | 0 | 23.698 | 92.729 | 4.3383 | 999.818
17/03/2021 21:00 | 0 | 0 | 0 | 23.072 | 219.561 | 4.5609 | 999.857
17/03/2021 22:00 | 0 | 0 | 0 | 22.534 | 42.877 | 5.0694 | 999.53
17/03/2021 23:00 | 0 | 0 | 0 | 21.437 | 80.743 | 5.0464 | 999.331
18/03/2021 00:00 | 0 | 0 | 0 | 22.115 | 62.071 | 4.9493 | 999.3
18/03/2021 01:00 | 0 | 0 | 0 | 22.227 | 86.83 | 4.8775 | 999.223
18/03/2021 02:00 | 0 | 0 | 0 | 21.903 | 52.356 | 5.2108 | 998.938
18/03/2021 03:00 | 0 | 0 | 0 | 20.776 | 69.97 | 5.0861 | 998.692
18/03/2021 04:00 | 0 | 0 | 0 | 20.217 | 110.281 | 5.0195 | 998.487
18/03/2021 05:00 | 6.7433 | 2.7105 | 6.4173 | 20.679 | 58.43 | 5.7101 | 998.38
18/03/2021 06:00 | 191.08 | 523.64 | 52.727 | 24.298 | 61.694 | 5.6587 | 998.354
18/03/2021 07:00 | 436.94 | 759.8 | 66.947 | 27.323 | 177.752 | 4.8333 | 998.251
18/03/2021 08:00 | 669.21 | 832.5 | 81.78 | 28.656 | 236.268 | 5.3491 | 998.055
18/03/2021 09:00 | 852.4 | 864.4 | 93.39 | 29.146 | 126.98 | 5.171 | 997.768
18/03/2021 10:00 | 964.3 | 874.2 | 114.61 | 29.827 | 132.92 | 6.2276 | 997.357
18/03/2021 11:00 | 991.92 | 808.52 | 187.55 | 30.121 | 129.61 | 6.4531 | 997.054
18/03/2021 12:00 | 1031.9 | 861.6 | 283.59 | 29.995 | 135.31 | 5.4927 | 996.91
18/03/2021 13:00 | 965.8 | 844.4 | 141.7 | 29.508 | 139.73 | 5.5843 | 997.053
18/03/2021 14:00 | 849.7 | 829.1 | 120.28 | 29.389 | 135.93 | 5.3792 | 997.198
18/03/2021 15:00 | 619.48 | 705.35 | 116.76 | 29.334 | 137.24 | 4.5306 | 997.278
18/03/2021 16:00 | 414.4 | 652.65 | 102.07 | 28.647 | 128.96 | 4.697 | 997.382
18/03/2021 17:00 | 187.28 | 475.17 | 68.345 | 27.862 | 127.19 | 4.704 | 997.426
18/03/2021 18:00 | 5.5726 | 2.2702 | 5.8324 | 25.788 | 117.04 | 4.7197 | 997.488
18/03/2021 19:00 | 0 | 0 | 0 | 24.973 | 107.82 | 4.702 | 997.506
18/03/2021 20:00 | 0 | 0 | 0 | 23.783 | 102.244 | 4.4209 | 997.49
18/03/2021 21:00 | 0 | 0 | 0 | 23.227 | 40.037 | 5.1701 | 997.52
18/03/2021 22:00 | 0 | 0 | 0 | 22.36 | 71.328 | 5.6795 | 997.644
18/03/2021 23:00 | 0 | 0 | 0 | 23.73 | 109.788 | 5.6659 | 997.847
19/03/2021 00:00 | 0 | 0 | 0 | 22.178 | 104.346 | 6.3581 | 998.124
19/03/2021 01:00 | 0 | 0 | 0 | 22.378 | 41.667 | 7.0639 | 998.502
19/03/2021 02:00 | 0 | 0 | 0 | 22.463 | 72.103 | 7.8142 | 999.004
19/03/2021 03:00 | 0 | 0 | 0 | 22.583 | 87.432 | 7.7602 | 999.518
19/03/2021 04:00 | 0 | 0 | 0 | 20.747 | 66.101 | 8.0393 | 1000.09
19/03/2021 05:00 | 7.6559 | 10.3902 | 6.4832 | 21.95 | 70.968 | 7.8776 | 1000.62
19/03/2021 06:00 | 196.73 | 560.2 | 55.906 | 24.846 | 213.6 | 7.5209 | 1001.2
19/03/2021 07:00 | 430.05 | 744.86 | 74.054 | 27.685 | 90.46 | 7.412 | 1001.68
19/03/2021 08:00 | 665.05 | 825.2 | 86.46 | 28.924 | 160.24 | 6.6662 | 1001.86
19/03/2021 09:00 | 855 | 873.8 | 97.47 | 29.062 | 146.11 | 7.5873 | 1001.96
19/03/2021 10:00 | 971.9 | 898.2 | 112.89 | 30.206 | 199.09 | 7.7681 | 1002.22
19/03/2021 11:00 | 1032.6 | 914.4 | 125.59 | 30.217 | 217.75 | 7.5332 | 1002.5
19/03/2021 12:00 | 1029.9 | 902.2 | 255.02 | 30.258 | 228.23 | 7.9416 | 1002.7
19/03/2021 13:00 | 974.1 | 891.3 | 116.63 | 30.595 | 240.69 | 7.1064 | 1002.95
19/03/2021 14:00 | 858 | 860.1 | 110.96 | 30.38 | 242.11 | 6.0274 | 1003.27
19/03/2021 15:00 | 674.83 | 810.49 | 104.52 | 30.104 | 233.11 | 5.575 | 1003.52
19/03/2021 16:00 | 434.91 | 735.11 | 84.22 | 28.798 | 204.59 | 5.9823 | 1003.75
19/03/2021 17:00 | 210.15 | 518.67 | 83.75 | 27.81 | 233.22 | 5.3428 | 1003.93
19/03/2021 18:00 | 7.5134 | 15.7555 | 8.9538 | 26.347 | 174.68 | 5.2349 | 1004.1
19/03/2021 19:00 | 0 | 0 | 0 | 25.469 | 186.29 | 5.1787 | 1004.26
19/03/2021 20:00 | 0 | 0 | 0 | 23.53 | 38.957 | 4.8829 | 1004.2
19/03/2021 21:00 | 0 | 0 | 0 | 22.64 | 95.885 | 4.217 | 1004.08
19/03/2021 22:00 | 0 | 0 | 0 | 22.626 | 103.983 | 4.9303 | 1004.05
19/03/2021 23:00 | 0 | 0 | 0 | 22.626 | 122.7667 | 4.2334 | 1004.16
20/03/2021 00:00 | 0 | 0 | 0 | 22.534 | 115.498 | 4.8561 | 1004.33
20/03/2021 01:00 | 0 | 0 | 0 | 22.129 | 80.966 | 4.879 | 1004.53
20/03/2021 02:00 | 0 | 0 | 0 | 21.175 | 81.023 | 4.3501 | 1004.69
20/03/2021 03:00 | 0 | 0 | 0 | 20.733 | 63.97 | 4.4281 | 1004.67
20/03/2021 04:00 | 0 | 0 | 0 | 20.526 | 77.5659 | 4.6839 | 1004.64
20/03/2021 05:00 | 7.0481 | 7.2671 | 6.3143 | 20.439 | 106.0865 | 4.4184 | 1004.62
20/03/2021 06:00 | 200.61 | 602.92 | 48.164 | 24.481 | 150.825 | 5.2501 | 1004.59
20/03/2021 07:00 | 432.63 | 765.11 | 66.453 | 27.684 | 292.12 | 4.9343 | 1004.52
20/03/2021 08:00 | 669.3 | 822.9 | 86.83 | 28.512 | 242.92 | 5.6811 | 1004.43
20/03/2021 09:00 | 875.6 | 859.9 | 122.7 | 28.892 | 229.64 | 5.9032 | 1004.47
20/03/2021 10:00 | 981.4 | 887.2 | 125.56 | 28.687 | 229.72 | 6.3795 | 1004.49
20/03/2021 11:00 | 1069.2 | 896.1 | 179.13 | 29.027 | 212.48 | 6.2212 | 1004.58
20/03/2021 12:00 | 949.61 | 661.866 | 388.78 | 27.922 | 158.65 | 5.7739 | 1004.67
20/03/2021 13:00 | 776.04 | 480.4768 | 314.83 | 29.31 | 209.03 | 5.1234 | 1004.72
20/03/2021 14:00 | 380.27 | 84.5179 | 305.84 | 27.893 | 206.61 | 5.2734 | 1004.74
20/03/2021 15:00 | 366.74 | 218.6702 | 210.47 | 27.745 | 198.35 | 4.1307 | 1004.73
20/03/2021 16:00 | 377.24 | 504.25 | 136.4 | 27.798 | 200.43 | 3.7923 | 1004.71
20/03/2021 17:00 | 191.36 | 448.68 | 80.942 | 27.009 | 181.99 | 4.3122 | 1004.72
20/03/2021 18:00 | 7.0539 | 10.4952 | 7.8394 | 25.711 | 177.98 | 4.0105 | 1004.78
20/03/2021 19:00 | 0 | 0 | 0 | 24.271 | 21.3642 | 4.0019 | 1004.82
20/03/2021 20:00 | 0 | 0 | 0 | 22.704 | 131.796 | 2.4335 | 1004.73
20/03/2021 21:00 | 0 | 0 | 0 | 22.971 | 125.3 | 4.1157 | 1004.46
20/03/2021 22:00 | 0 | 0 | 0 | 22.305 | 113.849 | 4.1893 | 1004.06
20/03/2021 23:00 | 0 | 0 | 0 | 21.554 | 81.168 | 5.1754 | 1003.64
21/03/2021 00:00 | 0 | 0 | 0 | 21.992 | 88.377 | 4.4674 | 1003.19
21/03/2021 01:00 | 0 | 0 | 0 | 21.774 | 122.442 | 5.1159 | 1002.78
21/03/2021 02:00 | 0 | 0 | 0 | 22.093 | 149.76 | 5.2642 | 1002.53
21/03/2021 03:00 | 0 | 0 | 0 | 21.828 | 67.956 | 5.7405 | 1002.39
21/03/2021 04:00 | 0 | 0 | 0 | 21.073 | 32.861 | 5.9808 | 1002.24
21/03/2021 05:00 | 8.9172 | 25.0514 | 7.9161 | 20.567 | 143.38 | 5.6229 | 1002.14
21/03/2021 06:00 | 198.24 | 570.61 | 51.807 | 24.555 | 174.486 | 4.8846 | 1002.06
21/03/2021 07:00 | 433.13 | 762 | 64.972 | 28.306 | 280.28 | 5.2371 | 1001.92
21/03/2021 08:00 | 674.55 | 827.4 | 82.2 | 28.726 | 231.39 | 4.7258 | 1001.6
21/03/2021 09:00 | 882.3 | 859.7 | 122.81 | 29.28 | 240.95 | 5.0516 | 1001.28
21/03/2021 10:00 | 988.78 | 657.21 | 350.42 | 30.05 | 244.64 | 5.0437 | 1000.86
21/03/2021 11:00 | 795.02 | 457.9129 | 343.46 | 28.935 | 217.96 | 6.2396 | 1000.41
21/03/2021 12:00 | 1075.2 | 865.9 | 311.59 | 29.045 | 200.4 | 5.6728 | 1000.01
21/03/2021 13:00 | 804.33 | 564.752 | 254.55 | 28.988 | 174.16 | 6.1857 | 999.797
21/03/2021 14:00 | 380.77 | 121.7714 | 273.57 | 27.673 | 181.58 | 6.2497 | 999.563
21/03/2021 15:00 | 270.57 | 0.7283 | 275.05 | 27.206 | 182.14 | 6.1705 | 999.256
21/03/2021 16:00 | 499.39 | 635.28 | 196.34 | 28.115 | 162.05 | 5.6575 | 999.109
21/03/2021 17:00 | 217.46 | 461.03 | 106.59 | 26.85 | 182.96 | 6.0298 | 998.914
21/03/2021 18:00 | 5.3736 | 12.7667 | 6.5576 | 25.505 | 177.42 | 5.7849 | 998.475
21/03/2021 19:00 | 0 | 0 | 0 | 23.963 | 92.152 | 5.8971 | 998.038
21/03/2021 20:00 | 0 | 0 | 0 | 22.958 | 108.9513 | 6.1005 | 997.731
21/03/2021 21:00 | 0 | 0 | 0 | 22.23 | 66.415 | 6.0574 | 997.464
21/03/2021 22:00 | 0 | 0 | 0 | 21.725 | 101.181 | 7.127 | 996.804
21/03/2021 23:00 | 0 | 0 | 0 | 21.611 | 106.676 | 7.2373 | 996.023
22/03/2021 00:00 | 0 | 0 | 0 | 21.888 | 100.106 | 6.0948 | 995.373
22/03/2021 01:00 | 0 | 0 | 0 | 21.786 | 101.2534 | 6.485 | 994.874
22/03/2021 02:00 | 0 | 0 | 0 | 21.529 | 50.075 | 7.0906 | 994.025
22/03/2021 03:00 | 0 | 0 | 0 | 20.562 | 114.443 | 6.568 | 992.861
22/03/2021 04:00 | 0 | 0 | 0 | 20.578 | 100.884 | 6.8409 | 992.09
22/03/2021 05:00 | 9.863 | 20.8096 | 8.3383 | 20.645 | 67.7056 | 6.8121 | 991.144
22/03/2021 06:00 | 200.94 | 555.46 | 52.222 | 24.338 | 106.337 | 7.0786 | 990.166
22/03/2021 07:00 | 432.91 | 750.88 | 66.647 | 27.988 | 217.849 | 7.5136 | 989.217
22/03/2021 08:00 | 671.3 | 826 | 79.688 | 29.137 | 189.91 | 7.2365 | 988.438
22/03/2021 09:00 | 860.6 | 878.7 | 86.31 | 29.007 | 190.7 | 6.6118 | 987.924
22/03/2021 10:00 | 974.3 | 890.3 | 112.87 | 28.688 | 163.22 | 5.5308 | 987.424
22/03/2021 11:00 | 1035.2 | 884 | 149.11 | 28.225 | 165.62 | 5.1757 | 986.882
22/03/2021 12:00 | 986.59 | 374.611 | 675.83 | 28.353 | 168.56 | 4.4542 | 986.441
22/03/2021 13:00 | 1022.7 | 866.8 | 181.59 | 29.019 | 177.6 | 4.0989 | 985.934
22/03/2021 14:00 | 890.1 | 840 | 150.42 | 30.06 | 238.56 | 3.2905 | 985.588
22/03/2021 15:00 | 662.98 | 729.88 | 137.96 | 29.436 | 242.81 | 3.3784 | 985.185
22/03/2021 16:00 | 455.98 | 584.533 | 173.98 | 28.78 | 222.27 | 3.9963 | 984.801
22/03/2021 17:00 | 211.41 | 497.42 | 85.174 | 27.299 | 218.39 | 4.8343 | 984.292
22/03/2021 18:00 | 14.1116 | 43.8453 | 13.1662 | 25.93 | 179.07 | 5.6502 | 983.861
22/03/2021 19:00 | 0 | 0 | 0 | 25.348 | 126.7 | 5.838 | 983.543
22/03/2021 20:00 | 0 | 0 | 0 | 23.61 | 36.938 | 6.7016 | 983.288
22/03/2021 21:00 | 0 | 0 | 0 | 22.16 | 62.248 | 7.4666 | 983.288
22/03/2021 22:00 | 0 | 0 | 0 | 22.852 | 37.935 | 8.4099 | 983.201
22/03/2021 23:00 | 0 | 0 | 0 | 21.497 | 54.234 | 8.2764 | 983.113
23/03/2021 00:00 | 0 | 0 | 0 | 22.4 | 45.912 | 8.0337 | 982.99
23/03/2021 01:00 | 0 | 0 | 0 | 21.345 | 102.22 | 8.3218 | 982.796
23/03/2021 02:00 | 0 | 0 | 0 | 20.234 | 73.81 | 8.1245 | 982.491
23/03/2021 03:00 | 0 | 0 | 0 | 20.414 | 90.705 | 8.7739 | 982.056
23/03/2021 04:00 | 0 | 0 | 0 | 20.418 | 65.5348 | 8.6458 | 981.739
23/03/2021 05:00 | 9.238 | 34.3238 | 7.6896 | 20.237 | 55.8373 | 8.0498 | 981.415
23/03/2021 06:00 | 196.72 | 573.01 | 49.7 | 24.645 | 164.8987 | 9.0317 | 981.101
23/03/2021 07:00 | 429.46 | 746.45 | 68.76 | 27.585 | 283.7 | 9.1482 | 980.846
23/03/2021 08:00 | 663.6 | 826.3 | 74.172 | 28.015 | 243.04 | 9.5173 | 980.725
23/03/2021 09:00 | 854.8 | 878.1 | 80.344 | 28.91 | 283.29 | 9.9741 | 980.71
23/03/2021 10:00 | 970.4 | 898.8 | 92.63 | 29.88 | 274.22 | 10.4353 | 980.716
23/03/2021 11:00 | 1029.6 | 912.6 | 115.53 | 29.906 | 266.31 | 9.9015 | 980.815
23/03/2021 12:00 | 1034.5 | 901.5 | 257.28 | 30.242 | 285.94 | 10.856 | 981.004
23/03/2021 13:00 | 975.9 | 879.8 | 121.35 | 30.076 | 272.83 | 10.0427 | 981.259
23/03/2021 14:00 | 875.1 | 826 | 149.94 | 30.641 | 237.99 | 10.4872 | 981.666
23/03/2021 15:00 | 675.43 | 754.25 | 135.96 | 28.861 | 151.81 | 10.5246 | 982.099
23/03/2021 16:00 | 439.62 | 704.27 | 95.15 | 28.382 | 155.56 | 10.546 | 982.401
23/03/2021 17:00 | 201.44 | 529.87 | 65.444 | 27.511 | 135.43 | 10.342 | 982.666
23/03/2021 18:00 | 13.6747 | 54.8488 | 11.3712 | 25.987 | 123.75 | 9.7199 | 982.953
23/03/2021 19:00 | 0 | 0 | 0 | 24.849 | 67.155 | 9.1597 | 983.276
23/03/2021 20:00 | 0 | 0 | 0 | 23.47 | 70.851 | 8.9139 | 983.56
23/03/2021 21:00 | 0 | 0 | 0 | 23.441 | 88.848 | 8.8906 | 984.043
23/03/2021 22:00 | 0 | 0 | 0 | 22.638 | 126.873 | 8.7489 | 984.541
23/03/2021 23:00 | 0 | 0 | 0 | 22.94 | 150.2728 | 7.7355 | 985.055
24/03/2021 00:00 | 0 | 0 | 0 | 22.595 | 144.757 | 7.713 | 985.558
24/03/2021 01:00 | 0 | 0 | 0 | 21.51 | 55.2874 | 7.9162 | 986.005
24/03/2021 02:00 | 0 | 0 | 0 | 21.203 | 43.286 | 7.5476 | 986.444
24/03/2021 03:00 | 0 | 0 | 0 | 20.835 | 32.4753 | 7.7844 | 986.761
24/03/2021 04:00 | 0 | 0 | 0 | 20.647 | 53.18 | 8.4872 | 987.123
24/03/2021 05:00 | 8.0529 | 3.8075 | 7.3496 | 21.364 | 38.198 | 7.8669 | 987.546
24/03/2021 06:00 | 193.62 | 538.3 | 50.308 | 25.025 | 59.704 | 8.6878 | 987.986
24/03/2021 07:00 | 430.07 | 721.08 | 73.131 | 27.425 | 247.1 | 7.8982 | 988.408
24/03/2021 08:00 | 670.06 | 822.3 | 77.157 | 28.169 | 259.81 | 8.4493 | 988.781
24/03/2021 09:00 | 859.4 | 873.6 | 84.76 | 28.744 | 262.39 | 8.0468 | 989.25
24/03/2021 10:00 | 1005 | 873.5 | 149.82 | 29.246 | 235.06 | 7.9432 | 989.735
24/03/2021 11:00 | 378.46 | 1.7215 | 376.92 | 27.784 | 244.99 | 7.9876 | 990.119
24/03/2021 12:00 | 397.07 | 14.9746 | 389.22 | 27.532 | 241.39 | 7.6447 | 990.412
24/03/2021 13:00 | 639.33 | 84.651 | 569.82 | 28.672 | 196.27 | 7.9947 | 990.745
24/03/2021 14:00 | 409.03 | 29.8885 | 389.75 | 28.308 | 150.76 | 7.486 | 991.01
24/03/2021 15:00 | 282.73 | 11.4039 | 281.71 | 29.13 | 185.11 | 6.8571 | 991.205
24/03/2021 16:00 | 219.15 | 0.0545 | 223.27 | 28.339 | 107.5 | 6.3616 | 991.332
24/03/2021 17:00 | 137.47 | 68.6743 | 119.43 | 27.354 | 99.93 | 6.5384 | 991.369
24/03/2021 18:00 | 9.2817 | 39.0356 | 7.2195 | 26.129 | 107.38 | 5.8304 | 991.422
24/03/2021 19:00 | 0 | 0 | 0 | 25.311 | 97.275 | 6.6619 | 991.432
24/03/2021 20:00 | 0 | 0 | 0 | 24.941 | 82.311 | 6.0644 | 991.36
24/03/2021 21:00 | 0 | 0 | 0 | 24.972 | 44.791 | 6.882 | 991.35
24/03/2021 22:00 | 0 | 0 | 0 | 24.755 | 157.911 | 6.6408 | 991.37
24/03/2021 23:00 | 0 | 0 | 0 | 22.964 | 50.791 | 6.7661 | 991.418
25/03/2021 00:00 | 0 | 0 | 0 | 22.477 | 197.657 | 5.9418 | 991.392
25/03/2021 01:00 | 0 | 0 | 0 | 23.167 | 102.1858 | 5.7104 | 991.284
25/03/2021 02:00 | 0 | 0 | 0 | 22.477 | 46.509 | 4.8786 | 991.297
25/03/2021 03:00 | 0 | 0 | 0 | 21.819 | 61.283 | 4.7052 | 991.273
25/03/2021 04:00 | 0 | 0 | 0 | 21.41 | 35.237 | 5.5352 | 991.326
25/03/2021 05:00 | 9.5234 | 13.472 | 8.4393 | 22.403 | 28.166 | 4.9744 | 991.357
25/03/2021 06:00 | 194.27 | 527.65 | 52.104 | 26.299 | 57.579 | 4.6318 | 991.362
25/03/2021 07:00 | 429.56 | 734.74 | 66.273 | 28.114 | 139.11 | 5.1061 | 991.402
25/03/2021 08:00 | 665.57 | 808.2 | 82.15 | 29.042 | 239.09 | 4.603 | 991.259
25/03/2021 09:00 | 865.7 | 850.5 | 112.15 | 29.443 | 227.96 | 4.4192 | 991.118
25/03/2021 10:00 | 968.8 | 880.3 | 105.37 | 30.366 | 178.7852 | 4.9648 | 991.084
25/03/2021 11:00 | 989.85 | 537.492 | 460.96 | 29.9 | 206.93 | 6.0212 | 991.278
25/03/2021 12:00 | 532.49 | 49.4053 | 504.16 | 29.174 | 192.06 | 6.3501 | 991.537
25/03/2021 13:00 | 622.7 | 91.4979 | 548.65 | 28.754 | 149 | 5.8252 | 991.865
25/03/2021 14:00 | 472.64 | 18.5239 | 463.56 | 28.748 | 115.38 | 5.8308 | 992.246
25/03/2021 15:00 | 180.08 | 0.0334 | 184.17 | 27.428 | 143.07 | 4.7232 | 992.564
25/03/2021 16:00 | 89.69 | 0.3169 | 89.98 | 27.135 | 149.48 | 4.5823 | 992.569
25/03/2021 17:00 | 83.901 | 0.9486 | 84.493 | 27.102 | 130.72 | 4.7235 | 992.434
25/03/2021 18:00 | 3.6226 | 2.9506 | 3.3888 | 26.557 | 137.73 | 3.919 | 992.385
25/03/2021 19:00 | 0 | 0.0026 | 0 | 26.181 | 120.7 | 3.6526 | 992.468
25/03/2021 20:00 | 0 | 0 | 0 | 25.842 | 105.608 | 3.5397 | 992.454
25/03/2021 21:00 | 0 | 0 | 0 | 25.857 | 117.68 | 3.3799 | 992.239
25/03/2021 22:00 | 0 | 0 | 0 | 25.533 | 62.824 | 3.8983 | 992.184
25/03/2021 23:00 | 0 | 0 | 0 | 25.074 | 111.719 | 3.8144 | 992.367
26/03/2021 00:00 | 0 | 0 | 0 | 25.208 | 339 | 3.7841 | 992.354
26/03/2021 01:00 | 0 | 0 | 0 | 25.321 | 138.6713 | 4.377 | 992.196
26/03/2021 02:00 | 0 | 0 | 0 | 25.207 | 139.959 | 3.8163 | 992.175
26/03/2021 03:00 | 0 | 0 | 0 | 25.177 | 273.26 | 3.7297 | 992.246
26/03/2021 04:00 | 0 | 0 | 0 | 24.345 | 132.084 | 3.9959 | 992.042
26/03/2021 05:00 | 7.8756 | 0.0551 | 7.6521 | 24.465 | 126.278 | 4.6045 | 991.749
26/03/2021 06:00 | 50.895 | 0.1389 | 50.9 | 25.277 | 245.39 | 3.9687 | 991.67
26/03/2021 07:00 | 244.87 | 17.773 | 235.39 | 25.998 | 213.16 | 5.0406 | 991.788
26/03/2021 08:00 | 678.03 | 742.02 | 142.13 | 28.747 | 216.62 | 5.4649 | 991.905
26/03/2021 09:00 | 872.1 | 777.48 | 187.34 | 28.691 | 164.46 | 5.8076 | 991.963
26/03/2021 10:00 | 986.43 | 732.12 | 275.58 | 28.717 | 173 | 6.8587 | 992.032
26/03/2021 11:00 | 992.67 | 616.7 | 379.79 | 28.58 | 157.33 | 6.5156 | 992.116
26/03/2021 12:00 | 512.85 | 1.0415 | 515.49 | 27.713 | 144.15 | 6.6728 | 992.308
26/03/2021 13:00 | 303.15 | 0.2387 | 307.82 | 27.037 | 136.73 | 6.3505 | 992.582
26/03/2021 14:00 | 531.14 | 12.3902 | 525.13 | 27.962 | 140.13 | 6.7079 | 992.961
26/03/2021 15:00 | 672.69 | 328.839 | 429.13 | 28.121 | 148.37 | 6.5457 | 993.316
26/03/2021 16:00 | 305.58 | 25.1995 | 293.61 | 27.253 | 140.47 | 6.6535 | 993.621
26/03/2021 17:00 | 133.16 | 90.856 | 108.5 | 26.476 | 135.23 | 6.7503 | 993.848
26/03/2021 18:00 | 5.9943 | 0 | 5.9105 | 26.025 | 134.91 | 6.7873 | 994.076
26/03/2021 19:00 | 0 | 0 | 0 | 25.696 | 112.77 | 6.8835 | 994.262
26/03/2021 20:00 | 0 | 0 | 0 | 25.46 | 107.07 | 6.686 | 994.499
26/03/2021 21:00 | 0 | 0 | 0 | 24.707 | 108.86 | 6.1064 | 994.81
26/03/2021 22:00 | 0 | 0 | 0 | 24.317 | 71.558 | 5.745 | 994.997
26/03/2021 23:00 | 0 | 0 | 0 | 24.245 | 132.32 | 6.1486 | 995.092
27/03/2021 00:00 | 0 | 0 | 0 | 24.2 | 98.15 | 6.3054 | 995.274
27/03/2021 01:00 | 0 | 0 | 0 | 24.075 | 147.14 | 6.4464 | 995.6
27/03/2021 02:00 | 0 | 0 | 0 | 24.134 | 210.8133 | 6.6488 | 995.892
27/03/2021 03:00 | 0 | 0 | 0 | 24.298 | 101.244 | 5.2417 | 996.247
27/03/2021 04:00 | 0 | 0 | 0 | 23.781 | 81.56 | 5.2194 | 996.568
27/03/2021 05:00 | 6.0634 | 1.9294 | 6.3359 | 23.627 | 63.359 | 4.5892 | 996.743
27/03/2021 06:00 | 194.9 | 520.91 | 55.484 | 25.843 | 311.86 | 4.5265 | 996.809
27/03/2021 07:00 | 374.44 | 483.77 | 136.4 | 27.478 | 200.344 | 4.8412 | 996.883
27/03/2021 08:00 | 671.27 | 782.57 | 101.25 | 28.113 | 121.48 | 4.0201 | 996.991
27/03/2021 09:00 | 965.19 | 554.77 | 445.98 | 28.139 | 128.89 | 4.9538 | 997.104
27/03/2021 10:00 | 294.9 | 1.2919 | 295.54 | 27.08 | 135.28 | 4.7661 | 997.127
27/03/2021 11:00 | 523.75 | 51.6884 | 470.16 | 27.955 | 147.2 | 5.277 | 997.105
27/03/2021 12:00 | 870.3 | 263.905 | 652.04 | 28.678 | 137.88 | 5.3843 | 997.131
27/03/2021 13:00 | 215.45 | 1.0172 | 215.11 | 26.747 | 137.18 | 4.748 | 997.185
27/03/2021 14:00 | 265.92 | 0.6064 | 271.76 | 26.89 | 127.51 | 4.5142 | 997.234
27/03/2021 15:00 | 196.83 | 0.5818 | 199.99 | 26.886 | 146.4 | 4.0035 | 997.242
27/03/2021 16:00 | 74.436 | 0.1573 | 75.082 | 26.726 | 189.87 | 4.2815 | 997.279
27/03/2021 17:00 | 48.956 | 0 | 50.042 | 26.477 | 310.08 | 4.3136 | 997.317
27/03/2021 18:00 | 3.9535 | 0 | 4.3417 | 25.777 | 204.56 | 5.056 | 997.367
27/03/2021 19:00 | 0 | 0 | 0 | 25.034 | 318.17 | 4.5589 | 997.445
27/03/2021 20:00 | 0 | 0 | 0 | 24.347 | 238.076 | 4.9877 | 997.615
27/03/2021 21:00 | 0 | 0 | 0 | 24.277 | 222.719 | 4.6984 | 997.7
27/03/2021 22:00 | 0 | 0 | 0 | 24.344 | 237.527 | 4.777 | 997.878
27/03/2021 23:00 | 0 | 0 | 0 | 24.649 | 282.04 | 4.1862 | 998.049
28/03/2021 00:00 | 0 | 0 | 0 | 24.747 | 330.18 | 4.1314 | 998.239
28/03/2021 01:00 | 0 | 0 | 0 | 24.555 | 151.792 | 4.3196 | 998.458
28/03/2021 02:00 | 0 | 0 | 0 | 24.433 | 177.86 | 4.0073 | 998.57
28/03/2021 03:00 | 0 | 0 | 0 | 23.968 | 43.79 | 3.9804 | 998.549
28/03/2021 04:00 | 0 | 0 | 0 | 24.087 | 75.041 | 5.0126 | 998.609
28/03/2021 05:00 | 4.3481 | 2.8783 | 3.5872 | 24.037 | 15.277 | 4.4869 | 998.68
28/03/2021 06:00 | 88.749 | 0.7695 | 87.177 | 25.4 | 113.89 | 4.7906 | 998.74
28/03/2021 07:00 | 138.31 | 0.027 | 137.66 | 24.708 | 142.57 | 4.6269 | 998.648
28/03/2021 08:00 | 55.343 | 0.3402 | 53.528 | 24.697 | 150.5 | 5.125 | 998.496
28/03/2021 09:00 | 21.332 | 0.2216 | 19.926 | 23.373 | 140.75 | 5.0176 | 998.448
28/03/2021 10:00 | 92.86 | 0.2412 | 90.971 | 23.426 | 129.17 | 5.154 | 998.439
28/03/2021 11:00 | 165.81 | 0.5221 | 162.72 | 22.572 | 260.75 | 5.4805 | 998.239
28/03/2021 12:00 | 1146.9 | 724.96 | 532.03 | 25.75 | 131.45 | 6.385 | 998.145
28/03/2021 13:00 | 694.32 | 251.24 | 460.63 | 26.879 | 129.88 | 6.5883 | 998.033
28/03/2021 14:00 | 943.63 | 606.06 | 422.95 | 27.556 | 135.74 | 6.0483 | 997.988
28/03/2021 15:00 | 374.72 | 23.704 | 353.29 | 26.817 | 147.52 | 6.955 | 997.9
28/03/2021 16:00 | 110.67 | 0 | 111.32 | 25.745 | 121.81 | 6.8398 | 997.886
28/03/2021 17:00 | 55.48 | 0.0296 | 55.907 | 25.007 | 135.08 | 6.641 | 997.803
28/03/2021 18:00 | 4.5058 | 0.1965 | 3.8313 | 25.153 | 119.43 | 6.591 | 997.653
28/03/2021 19:00 | 0 | 0 | 0 | 24.977 | 96.22 | 6.4528 | 997.495
28/03/2021 20:00 | 0 | 0 | 0 | 23.822 | 81.75 | 6.7157 | 996.978
28/03/2021 21:00 | 0 | 0 | 0 | 23.78 | 109.15 | 6.8514 | 996.493
28/03/2021 22:00 | 0 | 0 | 0 | 24.017 | 104.08 | 6.8797 | 996.128
28/03/2021 23:00 | 0 | 0 | 0 | 23.892 | 103.22 | 6.62 | 995.605
29/03/2021 00:00 | 0 | 0 | 0 | 23.769 | 81.946 | 6.5814 | 995.371
29/03/2021 01:00 | 0 | 0 | 0 | 23.606 | 81.585 | 7.0612 | 995.299
29/03/2021 02:00 | 0 | 0 | 0 | 23.717 | 105.8 | 7.2524 | 995.161
29/03/2021 03:00 | 0 | 0 | 0 | 23.452 | 76.797 | 7.5019 | 995.16
29/03/2021 04:00 | 0 | 0 | 0 | 22.981 | 56.363 | 6.4662 | 995.237
29/03/2021 05:00 | 7.6201 | 0.318 | 7.2002 | 22.879 | 74.574 | 6.2165 | 995.248
29/03/2021 06:00 | 104.23 | 179.1002 | 56.431 | 24.061 | 110.69 | 5.6756 | 995.234
29/03/2021 07:00 | 425.52 | 682.95 | 92.87 | 26.403 | 113.58 | 5.6852 | 995.204
29/03/2021 08:00 | 664.34 | 702.6 | 178.26 | 27.573 | 130.48 | 5.7617 | 995.274
29/03/2021 09:00 | 409.1 | 42.9133 | 372.15 | 26.746 | 136.01 | 5.1956 | 995.464
29/03/2021 10:00 | 893.05 | 518.04 | 406.59 | 27.881 | 131.61 | 5.7579 | 995.57
29/03/2021 11:00 | 1081.3 | 879.23 | 214.74 | 28.102 | 130.09 | 6.3678 | 995.613
29/03/2021 12:00 | 1066.31 | 663.04 | 523.76 | 28.029 | 120.2 | 6.1234 | 995.74
29/03/2021 13:00 | 234.5 | 0 | 236.7 | 26.8 | 137.42 | 6.4022 | 996.043
29/03/2021 14:00 | 276.42 | 1.7277 | 276.82 | 25.965 | 133.64 | 6.3085 | 996.58
29/03/2021 15:00 | 310.59 | 14.6755 | 299.58 | 26.294 | 136.63 | 6.4258 | 997.143
29/03/2021 16:00 | 232.26 | 8.3981 | 227.96 | 26.02 | 122.02 | 6.24 | 997.468
29/03/2021 17:00 | 62.693 | 0.009 | 62.808 | 25.378 | 124.39 | 6.0931 | 997.707
29/03/2021 18:00 | 9.7241 | 0.5442 | 9.4095 | 25.061 | 128.1 | 6.4799 | 998.094
29/03/2021 19:00 | 0 | 0 | 0 | 24.626 | 111.77 | 5.7095 | 998.588
29/03/2021 20:00 | 0 | 0 | 0 | 24.447 | 116.71 | 5.5846 | 998.934
29/03/2021 21:00 | 0 | 0 | 0 | 24.153 | 111.73 | 5.4703 | 999.305
29/03/2021 22:00 | 0 | 0 | 0 | 23.399 | 100.85 | 5.288 | 999.874
29/03/2021 23:00 | 0 | 0 | 0 | 22.058 | 56.15 | 5.9838 | 1000.53
30/03/2021 00:00 | 0 | 0 | 0 | 23.216 | 106.13 | 5.8791 | 1001.31
30/03/2021 01:00 | 0 | 0 | 0 | 22.83 | 71.476 | 6.4688 | 1001.99
30/03/2021 02:00 | 0 | 0 | 0 | 21.801 | 55.425 | 6.4533 | 1002.74
30/03/2021 03:00 | 0 | 0 | 0 | 21.043 | 39.535 | 7.4963 | 1003.5
30/03/2021 04:00 | 0 | 0 | 0 | 22.012 | 72.945 | 6.5957 | 1004.26
30/03/2021 05:00 | 7.6683 | 17.7146 | 7.8475 | 20.682 | 94.115 | 7.3792 | 1004.91
30/03/2021 06:00 | 199.57 | 586.34 | 48.245 | 25.323 | 110.63 | 7.0373 | 1005.45
30/03/2021 07:00 | 437.44 | 742.81 | 71.544 | 26.801 | 130.5 | 6.9382 | 1006.02
30/03/2021 08:00 | 654.69 | 805.29 | 89.51 | 27.489 | 137.25 | 7.1662 | 1006.29
30/03/2021 09:00 | 852.9 | 883.4 | 93.65 | 27.38 | 128.18 | 6.8566 | 1006.49
30/03/2021 10:00 | 970.1 | 910.5 | 100.89 | 27.69 | 130.9 | 7.1278 | 1006.53
30/03/2021 11:00 | 1036.3 | 925 | 115.06 | 28.23 | 132.82 | 7.6676 | 1006.54
30/03/2021 12:00 | 1052.7 | 913.5 | 280.48 | 28.081 | 127.69 | 7.4338 | 1006.48
30/03/2021 13:00 | 956.3 | 875.91 | 110.14 | 28.242 | 134.81 | 7.5557 | 1006.47
30/03/2021 14:00 | 882.53 | 757.37 | 217.99 | 28.505 | 131.57 | 8.1905 | 1006.84
30/03/2021 15:00 | 687.17 | 822.5 | 94.62 | 28.092 | 129.71 | 8.3254 | 1007.1
30/03/2021 16:00 | 455.02 | 730.26 | 84.67 | 27.503 | 131.04 | 8.2379 | 1007
30/03/2021 17:00 | 216.29 | 557.37 | 62.921 | 26.71 | 128.12 | 8.3478 | 1006.79
30/03/2021 18:00 | 16.7082 | 72.8038 | 12.285 | 25.566 | 123.86 | 8.5439 | 1006.96
30/03/2021 19:00 | 0 | 0 | 0 | 25.035 | 117.07 | 9.1754 | 1006.92
30/03/2021 20:00 | 0 | 0 | 0 | 24.312 | 107.79 | 9.1956 | 1006.59
30/03/2021 21:00 | 0 | 0 | 0 | 24.022 | 108.6 | 9.0562 | 1006.34
30/03/2021 22:00 | 0 | 0 | 0 | 23.819 | 102.44 | 8.4641 | 1006.46
30/03/2021 23:00 | 0 | 0 | 0 | 23.894 | 113.27 | 8.7728 | 1005.54
31/03/2021 00:00 | 0 | 0 | 0 | 23.612 | 102.48 | 8.9049 | 1005.06
31/03/2021 01:00 | 0 | 0 | 0 | 23.94 | 107.86 | 9.1474 | 1004.8
31/03/2021 02:00 | 0 | 0 | 0 | 23.892 | 107.29 | 9.4384 | 1004.55
31/03/2021 03:00 | 0 | 0 | 0 | 23.795 | 113.75 | 9.303 | 1004.23
31/03/2021 04:00 | 0 | 0 | 0 | 23.715 | 104.12 | 9.4435 | 1003.83
31/03/2021 05:00 | 10.5568 | 31.0459 | 8.7185 | 23.629 | 101.15 | 9.987 | 1003.32
31/03/2021 06:00 | 197.03 | 549.45 | 54.662 | 25.177 | 120.12 | 9.9416 | 1002.56
31/03/2021 07:00 | 446.72 | 737.43 | 84.445 | 26.468 | 125.9 | 10.45 | 1001.88
31/03/2021 08:00 | 669.33 | 832 | 80.189 | 27.21 | 129.46 | 11.0518 | 1001.2
31/03/2021 09:00 | 851.1 | 885.5 | 84.52 | 27.347 | 124.58 | 10.8689 | 1000.77
31/03/2021 10:00 | 968.6 | 916.6 | 91.51 | 27.56 | 130.44 | 11.8004 | 1000.32
31/03/2021 11:00 | 1034.8 | 935.1 | 105.69 | 27.253 | 137.35 | 12.5433 | 999.99
31/03/2021 12:00 | 1042.6 | 939.5 | 253.8 | 27.858 | 137.82 | 11.3303 | 999.904
31/03/2021 13:00 | 980.9 | 930.3 | 86.37 | 27.859 | 128.93 | 10.8151 | 999.653
31/03/2021 14:00 | 873.3 | 908.6 | 81.51 | 28.2 | 132.88 | 10.3263 | 999.329
31/03/2021 15:00 | 693.43 | 862.7 | 77.462 | 27.834 | 139.55 | 10.275 | 998.837
31/03/2021 16:00 | 459.84 | 786.75 | 68.876 | 27.213 | 129.19 | 9.7388 | 998.234
31/03/2021 17:00 | 224.16 | 629.55 | 54.38 | 26.159 | 128.81 | 10.0941 | 997.742
31/03/2021 18:00 | 11.7413 | 17.4216 | 10.4704 | 24.941 | 123.61 | 9.6442 | 997.42
31/03/2021 19:00 | 0 | 0 | 0 | 23.742 | 99.74 | 9.5615 | 997.154
31/03/2021 20:00 | 0 | 0 | 0 | 23.258 | 96.03 | 9.8405 | 996.929
31/03/2021 21:00 | 0 | 0 | 0 | 23.161 | 104.64 | 8.6755 | 996.74
31/03/2021 22:00 | 0 | 0 | 0 | 23.221 | 82.804 | 8.3453 | 996.64
31/03/2021 23:00 | 0 | 0 | 0 | 23.084 | 103.25 | 7.8991 | 996.406
01/04/2021 00:00 | 0 | 0 | 0 | 22.794 | 58.97 | 7.2298 | 996.241
01/04/2021 01:00 | 0 | 0 | 0 | 23.084 | 47.509 | 6.839 | 996.35
01/04/2021 02:00 | 0 | 0 | 0 | 23.245 | 51.333 | 6.5367 | 996.416
01/04/2021 03:00 | 0 | 0 | 0 | 23.839 | 116.4 | 5.8236 | 996.319
01/04/2021 04:00 | 0 | 0 | 0 | 22.257 | 76.632 | 5.7363 | 996.175
01/04/2021 05:00 | 3.6537 | 0.318 | 3.3419 | 21.518 | 98.937 | 4.2467 | 996.181
01/04/2021 06:00 | 99.502 | 4.4502 | 96.099 | 22.607 | 116.41 | 4.6559 | 996.427
01/04/2021 07:00 | 379.94 | 393.262 | 179.53 | 24.817 | 132 | 4.4377 | 996.67
01/04/2021 08:00 | 485 | 301.311 | 270.38 | 24.571 | 119.81 | 5.2999 | 996.982
01/04/2021 09:00 | 351.25 | 1.706 | 345.13 | 23.884 | 114.3 | 5.6345 | 997.12
01/04/2021 10:00 | 818.97 | 528.663 | 322.39 | 25.856 | 119.35 | 6.6663 | 997.414
01/04/2021 11:00 | 731.12 | 146.726 | 590.66 | 27.081 | 131.68 | 7.1959 | 997.629
01/04/2021 12:00 | 683.82 | 200.4505 | 527.62 | 27.914 | 112.6 | 7.6101 | 998.017
01/04/2021 13:00 | 1055.56 | 813.9 | 345.28 | 27.549 | 128.69 | 7.3959 | 998.334
01/04/2021 14:00 | 973.2 | 752.82 | 324.59 | 28.14 | 120.63 | 6.0274 | 998.58
01/04/2021 15:00 | 626.51 | 596.482 | 202.45 | 28.455 | 121.2 | 6.0511 | 998.966
01/04/2021 16:00 | 484.49 | 735.36 | 108.99 | 27.643 | 119.54 | 5.5995 | 999.317
01/04/2021 17:00 | 240.37 | 498.65 | 99.6 | 26.725 | 120.62 | 6.3217 | 999.688
01/04/2021 18:00 | 24.542 | 51.3084 | 20.997 | 25.797 | 116.15 | 6.0173 | 1000.02
01/04/2021 19:00 | 0 | 0.2167 | 0 | 25.237 | 110.41 | 5.6893 | 1000.17
01/04/2021 20:00 | 0 | 0 | 0 | 25.355 | 118.9 | 6.309 | 1000.36
01/04/2021 21:00 | 0 | 0 | 0 | 25.107 | 118.92 | 6.2168 | 1000.47
01/04/2021 22:00 | 0 | 0 | 0 | 25.041 | 117.37 | 5.1343 | 1000.48
01/04/2021 23:00 | 0 | 0 | 0 | 24.213 | 116.45 | 5.0914 | 1000.47
02/04/2021 00:00 | 0 | 0 | 0 | 24.257 | 116.4 | 5.3261 | 1000.39
02/04/2021 01:00 | 0 | 0 | 0 | 24.186 | 115.96 | 4.7784 | 1000.31
02/04/2021 02:00 | 0 | 0 | 0 | 24.238 | 112.38 | 4.5417 | 1000.17
02/04/2021 03:00 | 0 | 0 | 0 | 24.016 | 107.92 | 4.1662 | 1000.2
02/04/2021 04:00 | 0 | 0 | 0 | 23.952 | 98.44 | 4.1095 | 1000.42
02/04/2021 05:00 | 4.1495 | 0.1092 | 2.9255 | 24.064 | 106.48 | 4.5956 | 1000.73
02/04/2021 06:00 | 50.373 | 0.318 | 48.689 | 24.578 | 110.72 | 4.6285 | 1000.95
02/04/2021 07:00 | 600.15 | 747.45 | 232.35 | 26.062 | 108.77 | 4.6552 | 1001.04
02/04/2021 08:00 | 560.87 | 530.64 | 185.44 | 27.546 | 107.12 | 5.1554 | 1000.82
02/04/2021 09:00 | 703.56 | 331.031 | 415.93 | 27.556 | 130.56 | 4.2735 | 1000.59
02/04/2021 10:00 | 963.2 | 870.27 | 121.35 | 28.177 | 131.15 | 4.9691 | 1000.5
02/04/2021 11:00 | 1032.8 | 899.3 | 123.74 | 28.503 | 124.54 | 4.8928 | 1000.43
02/04/2021 12:00 | 1046.1 | 872.6 | 278.3 | 28.946 | 131.26 | 4.1474 | 1000.38
02/04/2021 13:00 | 950.01 | 698.81 | 267.52 | 30.767 | 131.71 | 4.6665 | 1000.45
02/04/2021 14:00 | 993 | 811.87 | 271.02 | 31.019 | 147.74 | 4.1828 | 1000.67
02/04/2021 15:00 | 777.95 | 654.86 | 299.16 | 29.38 | 128.8 | 4.7505 | 1000.97
02/04/2021 16:00 | 499.07 | 659.57 | 152.34 | 28.353 | 124.39 | 5.3682 | 1001.25
02/04/2021 17:00 | 241.62 | 432.87 | 113.32 | 27.49 | 127.03 | 5.3012 | 1001.51
02/04/2021 18:00 | 16.222 | 12.1656 | 15.22 | 26.833 | 118.38 | 4.7001 | 1001.79
02/04/2021 19:00 | 0 | 0 | 0 | 25.949 | 117.2 | 5.6532 | 1002.18
02/04/2021 20:00 | 0 | 0 | 0 | 25.199 | 87.122 | 5.8783 | 1002.84
02/04/2021 21:00 | 0 | 0 | 0 | 24.254 | 34.0246 | 5.6909 | 1003.39
02/04/2021 22:00 | 0 | 0 | 0 | 23.77 | 45.811 | 5.9923 | 1003.84
02/04/2021 23:00 | 0 | 0 | 0 | 23.33 | 298.861 | 5.6602 | 1004.25
03/04/2021 00:00 | 0 | 0 | 0 | 23.355 | 80.715 | 6.1659 | 1004.63
03/04/2021 01:00 | 0 | 0 | 0 | 22.81 | 24.4474 | 6.0866 | 1004.89
03/04/2021 02:00 | 0 | 0 | 0 | 22.16 | 38.271 | 6.2904 | 1004.99
03/04/2021 03:00 | 0 | 0 | 0 | 22.133 | 158.022 | 6.3553 | 1005.24
03/04/2021 04:00 | 0 | 0 | 0 | 22.024 | 40.453 | 6.2534 | 1005.6
03/04/2021 05:00 | 10.4494 | 22.4358 | 8.9293 | 21.669 | 34.6139 | 6.4996 | 1006
03/04/2021 06:00 | 200.95 | 558.48 | 49.985 | 25.647 | 181.39 | 6.536 | 1006.46
03/04/2021 07:00 | 438.39 | 753.16 | 65.012 | 28.576 | 302.43 | 6.6865 | 1006.91
03/04/2021 08:00 | 663.59 | 833.5 | 77.213 | 29.523 | 237.31 | 6.3722 | 1007.24
03/04/2021 09:00 | 849.5 | 878.4 | 89.03 | 30.069 | 237.88 | 6.4555 | 1007.6
03/04/2021 10:00 | 979 | 875.3 | 134.26 | 29.672 | 238.48 | 5.5647 | 1007.72
03/04/2021 11:00 | 1061.5 | 847.9 | 202.82 | 30.344 | 226.75 | 6.5334 | 1007.79
03/04/2021 12:00 | 1097.3 | 776.18 | 447.87 | 31.238 | 251.09 | 5.9853 | 1007.96
03/04/2021 13:00 | 747.99 | 196.211 | 565.45 | 30.2 | 216.25 | 5.8929 | 1007.96
03/04/2021 14:00 | 417.61 | 19.0672 | 403.55 | 29.161 | 246.32 | 6.0436 | 1007.63
03/04/2021 15:00 | 403.53 | 38.8936 | 376.66 | 29.091 | 240.29 | 6.3806 | 1007.23
03/04/2021 16:00 | 458.3 | 309.32 | 298.72 | 29.102 | 206.7 | 6.6402 | 1007.07
03/04/2021 17:00 | 265.06 | 500.69 | 122.65 | 28.447 | 163.15 | 6.2595 | 1006.84
03/04/2021 18:00 | 25.006 | 0.8081 | 26.001 | 27.391 | 81.692 | 6.3597 | 1006.46
03/04/2021 19:00 | 0 | 0 | 0 | 26.494 | 116.49 | 6.8293 | 1005.96
03/04/2021 20:00 | 0 | 0 | 0 | 25.584 | 63.202 | 7.0015 | 1005.33
03/04/2021 21:00 | 0 | 0 | 0 | 24.932 | 44.2352 | 6.4218 | 1004.74
03/04/2021 22:00 | 0 | 0 | 0 | 23.877 | 34.599 | 6.2119 | 1004.38
03/04/2021 23:00 | 0 | 0 | 0 | 23.744 | 144.26 | 7.3318 | 1004.08
04/04/2021 00:00 | 0 | 0 | 0 | 23.927 | 124.922 | 6.9046 | 1003.52
04/04/2021 01:00 | 0 | 0 | 0 | 23.377 | 81.091 | 7.1877 | 1003.31
04/04/2021 02:00 | 0 | 0 | 0 | 23.18 | 39.364 | 7.7255 | 1002.45
04/04/2021 03:00 | 0 | 0 | 0 | 22.574 | 76.629 | 7.6053 | 1001.37
04/04/2021 04:00 | 0 | 0 | 0 | 22.53 | 38.152 | 7.4158 | 999.961
04/04/2021 05:00 | 7.1089 | 0.318 | 6.2233 | 22.988 | 60.546 | 8.4214 | 998.562
04/04/2021 06:00 | 197.34 | 521.68 | 55.828 | 25.346 | 111.7274 | 9.9843 | 997.42
04/04/2021 07:00 | 434.23 | 719 | 77.445 | 28.862 | 247.38 | 9.6704 | 996.419
04/04/2021 08:00 | 599.99 | 694.17 | 111.69 | 30.155 | 188.19 | 10.1955 | 995.55
04/04/2021 09:00 | 842.5 | 867.4 | 101.21 | 29.474 | 147.82 | 9.8566 | 994.911
04/04/2021 10:00 | 976.6 | 891.7 | 124.56 | 30.532 | 138.4 | 10.169 | 994.478
04/04/2021 11:00 | 1049.5 | 886 | 158.47 | 31.798 | 236.54 | 10.7729 | 994.05
04/04/2021 12:00 | 1123.7 | 848.2 | 416.89 | 31.412 | 220.85 | 10.7206 | 993.708
04/04/2021 13:00 | 946.73 | 554.2829 | 409.16 | 31.214 | 128.45 | 10.6841 | 993.446
04/04/2021 14:00 | 814.41 | 480.5801 | 388.94 | 31.132 | 126.9 | 10.166 | 993.427
04/04/2021 15:00 | 767.88 | 761.79 | 212.07 | 30.879 | 136.07 | 9.9713 | 993.454
04/04/2021 16:00 | 462.69 | 654.82 | 119.85 | 28.858 | 120.8 | 10.283 | 993.606
04/04/2021 17:00 | 226.07 | 518.51 | 74.82 | 28.279 | 121.61 | 9.7002 | 993.559
04/04/2021 18:00 | 24.287 | 96.254 | 18.614 | 26.955 | 119.86 | 8.8402 | 993.531
04/04/2021 19:00 | 0 | 0 | 0 | 26.463 | 121.582 | 7.8894 | 993.567
04/04/2021 20:00 | 0 | 0 | 0 | 24.882 | 50.193 | 7.9478 | 993.54
04/04/2021 21:00 | 0 | 0 | 0 | 23.956 | 42.69 | 7.3492 | 993.318
04/04/2021 22:00 | 0 | 0 | 0 | 23.485 | 48.802 | 7.2968 | 993.057
04/04/2021 23:00 | 0 | 0 | 0 | 23.843 | 60.8 | 6.8874 | 992.867
05/04/2021 00:00 | 0 | 0 | 0 | 24.543 | 89.748 | 7.1302 | 992.694
05/04/2021 01:00 | 0 | 0 | 0 | 23.275 | 56.99 | 6.9429 | 992.583
05/04/2021 02:00 | 0 | 0 | 0 | 21.969 | 110.801 | 5.9213 | 992.687
05/04/2021 03:00 | 0 | 0 | 0 | 21.691 | 136.94 | 6.1432 | 992.583
05/04/2021 04:00 | 0 | 0 | 0 | 22.187 | 49.717 | 5.3029 | 992.442
05/04/2021 05:00 | 7.1912 | 0.5507 | 6.712 | 21.507 | 78.194 | 5.3524 | 992.445
05/04/2021 06:00 | 202.08 | 568.64 | 48.234 | 25.811 | 177.36 | 5.5755 | 992.445
05/04/2021 07:00 | 439.28 | 749 | 68.618 | 28.524 | 193.7 | 5.1577 | 992.354
05/04/2021 08:00 | 667.6 | 843.2 | 75.627 | 29.768 | 180.198 | 4.8677 | 992.042
05/04/2021 09:00 | 852.9 | 868.4 | 102.66 | 29.815 | 143.99 | 4.3256 | 991.757
05/04/2021 10:00 | 982.7 | 925.5 | 85.58 | 30.07 | 126.7 | 3.6603 | 991.49
05/04/2021 11:00 | 1065.5 | 933.8 | 117.6 | 29.101 | 123.6 | 3.2762 | 991.141
05/04/2021 12:00 | 1122.1 | 876.67 | 355.46 | 29.541 | 123.78 | 3.9432 | 991.352
05/04/2021 13:00 | 874.9 | 670.38 | 213.71 | 29.181 | 120.55 | 4.2746 | 991.347
05/04/2021 14:00 | 887.1 | 878.8 | 97.83 | 29.056 | 124.19 | 4.4913 | 991.444
05/04/2021 15:00 | 697.65 | 819.27 | 91.44 | 28.867 | 124.11 | 4.4286 | 991.873
05/04/2021 16:00 | 510.35 | 795.6905 | 112.8095 | 28.51 | 115.41 | 4.8131 | 992.408
05/04/2021 17:00 | 233.78 | 584.24 | 51.478 | 27.431 | 117.11 | 5.0155 | 992.63
05/04/2021 18:00 | 34.338 | 111.532 | 34.978 | 26.685 | 112.07 | 4.3991 | 992.992
05/04/2021 19:00 | 0 | 0.0042 | 4.86 | 25.883 | 116.71 | 4.8571 | 993.145
05/04/2021 20:00 | 0 | 0 | 0 | 25.235 | 88.232 | 5.2979 | 993.135
05/04/2021 21:00 | 0 | 0 | 0 | 25.448 | 93.515 | 5.5747 | 993.082
05/04/2021 22:00 | 0 | 0 | 0 | 25.381 | 103.87 | 6.2716 | 992.912
05/04/2021 23:00 | 0 | 0 | 0 | 25.72 | 124.31 | 6.0886 | 992.861
06/04/2021 00:00 | 0 | 0 | 0 | 25.078 | 105.78 | 6.198 | 992.682
06/04/2021 01:00 | 0 | 0 | 0 | 24.752 | 102.91 | 6.5481 | 992.564
06/04/2021 02:00 | 0 | 0 | 0 | 23.478 | 142.2403 | 7.035 | 992.476
06/04/2021 03:00 | 0 | 0 | 0 | 23.126 | 232.649 | 6.5374 | 992.606
06/04/2021 04:00 | 0 | 0 | 0 | 24.334 | 114.13 | 6.3564 | 992.812
06/04/2021 05:00 | 5.9677 | 18.5036 | 8.2825 | 23.394 | 65.622 | 6.5082 | 992.949
06/04/2021 06:00 | 268.99 | 577.95 | 127.13 | 27.228 | 128.26 | 6.8166 | 993.196
06/04/2021 07:00 | 199.3 | 1.1239 | 194.64 | 26.299 | 130.56 | 7.3592 | 993.236
06/04/2021 08:00 | 616.76 | 525.88 | 252.52 | 28.291 | 112.4223 | 6.6029 | 993.334
06/04/2021 09:00 | 890.1 | 891.1 | 134.91 | 28.842 | 128.48 | 7.3102 | 993.418
06/04/2021 10:00 | 944.75 | 543.32 | 383.01 | 30.126 | 127.08 | 7.3977 | 993.442
06/04/2021 11:00 | 1210.95 | 731.77 | 437.49 | 29.345 | 129.61 | 6.8893 | 993.486
06/04/2021 12:00 | 652.53 | 41.4842 | 571.73 | 28.188 | 120.46 | 7.0184 | 993.864
06/04/2021 13:00 | 319.94 | 2.2797 | 299.25 | 28.217 | 122.85 | 6.2493 | 994.067
06/04/2021 14:00 | 396.17 | 8.4954 | 347.25 | 27.551 | 127.78 | 6.1332 | 994.319
06/04/2021 15:00 | 762.05 | 830.22 | 162.7 | 28.581 | 132.96 | 5.2372 | 994.812
06/04/2021 16:00 | 294.2 | 28.9758 | 271.74 | 27.189 | 121.4 | 5.3241 | 995.294
06/04/2021 17:00 | 172.78 | 189.46 | 105.78 | 26.7 | 122.58 | 4.6563 | 995.5
06/04/2021 18:00 | 17.294 | 1.2971 | 23.368 | 26.226 | 109.03 | 5.2436 | 995.53
06/04/2021 19:00 | 0 | 0 | 5.3315 | 25.423 | 118.91 | 4.9566 | 995.501
06/04/2021 20:00 | 0 | 0 | 0 | 25.247 | 105.18 | 4.5775 | 995.684
06/04/2021 21:00 | 0 | 0 | 0 | 24.991 | 115.19 | 4.8501 | 995.749
06/04/2021 22:00 | 0 | 0 | 0 | 23.732 | 84.53 | 4.6818 | 995.695
06/04/2021 23:00 | 0 | 0 | 0 | 22.545 | 71.571 | 5.0485 | 995.565
07/04/2021 00:00 | 0 | 0 | 0 | 22.223 | 80.365 | 4.4126 | 995.794
07/04/2021 01:00 | 0 | 0 | 0 | 23.634 | 83.684 | 4.5738 | 995.999
07/04/2021 02:00 | 0 | 0 | 0 | 22.031 | 128.575 | 4.5492 | 995.911
07/04/2021 03:00 | 0 | 0 | 0 | 24.138 | 124.08 | 4.2932 | 995.89
07/04/2021 04:00 | 0 | 0 | 0 | 23.919 | 103.28 | 4.3076 | 996.11
07/04/2021 05:00 | 12.5695 | 0.0854 | 19.567 | 22.637 | 90.48 | 4.7379 | 995.839
07/04/2021 06:00 | 199.59 | 597.21 | 37.873 | 24.998 | 114.66 | 5.2553 | 995.565
07/04/2021 07:00 | 456.84 | 765.39 | 87.35 | 26.282 | 116.09 | 5.2244 | 995.34
07/04/2021 08:00 | 665.67 | 848.6 | 75.927 | 27.806 | 127.02 | 5.6844 | 994.954
07/04/2021 09:00 | 850.2 | 898.7 | 80.103 | 28.103 | 126.92 | 6.0174 | 994.429
07/04/2021 10:00 | 977.8 | 925.7 | 87.8 | 28.759 | 122.87 | 6.627 | 993.78
07/04/2021 11:00 | 1047.3 | 936.1 | 105.77 | 29.156 | 135.23 | 6.8022 | 993.11
07/04/2021 12:00 | 1056.8 | 924.6 | 261.16 | 28.914 | 127.08 | 6.761 | 992.508
07/04/2021 13:00 | 992.9 | 890.1 | 121.16 | 29.244 | 132.54 | 6.3612 | 992.033
07/04/2021 14:00 | 902 | 844.3 | 149.17 | 29.135 | 127.65 | 6.8215 | 991.866
07/04/2021 15:00 | 727.21 | 810.1 | 131.1 | 29.027 | 132.06 | 7.0271 | 991.351
07/04/2021 16:00 | 472.08 | 723.16 | 100.15 | 28.335 | 132.1 | 7.4002 | 991.039
07/04/2021 17:00 | 252.25 | 569.44 | 89.45 | 27.413 | 117.81 | 7.5739 | 991.644
07/04/2021 18:00 | 32.937 | 178.03 | 19.659 | 26.267 | 115.31 | 8.9149 | 992.468
07/04/2021 19:00 | 0 | 0 | 0 | 25.035 | 109.66 | 8.6153 | 993.266
07/04/2021 20:00 | 0 | 0 | 0 | 24.413 | 110.41 | 8.2616 | 993.917
07/04/2021 21:00 | 0 | 0 | 0 | 24.279 | 98.12 | 8.1421 | 995.11
07/04/2021 22:00 | 0 | 0 | 0 | 23.751 | 97.264 | 7.6341 | 996.32
07/04/2021 23:00 | 0 | 0 | 0 | 22.686 | 58.99 | 7.8149 | 997.48
08/04/2021 00:00 | 0 | 0 | 0 | 21.961 | 142.79 | 8.3246 | 998.595
08/04/2021 01:00 | 0 | 0 | 0 | 22.073 | 138.959 | 8.3631 | 999.85
08/04/2021 02:00 | 0 | 0 | 0 | 22.284 | 141.29 | 8.8841 | 1001.5
08/04/2021 03:00 | 0 | 0 | 0 | 21.992 | 94.302 | 8.5027 | 1003.09
08/04/2021 04:00 | 0 | 0 | 0 | 21.706 | 66.076 | 7.9063 | 1004.01
08/04/2021 05:00 | 6.1958 | 0.281 | 5.6944 | 21.272 | 97.0235 | 6.6147 | 1004.39
08/04/2021 06:00 | 193.83 | 571.95 | 47.823 | 24.869 | 74.913 | 6.751 | 1004.62
08/04/2021 07:00 | 421.44 | 752.51 | 66.968 | 28.051 | 188.86 | 7.3421 | 1004.58
08/04/2021 08:00 | 663.94 | 849.6 | 72.944 | 28.995 | 227.08 | 9.0915 | 1004.36
08/04/2021 09:00 | 844.5 | 879.8 | 94.26 | 28.524 | 169.06 | 9.0392 | 1004.19
08/04/2021 10:00 | 974.9 | 894.9 | 119.53 | 28.537 | 134.08 | 9.0012 | 1004.28
08/04/2021 11:00 | 1162.5 | 872.8 | 282.33 | 28.78 | 134.66 | 8.3939 | 1004.16
08/04/2021 12:00 | 1020.57 | 534.376 | 583.3 | 29.119 | 129.27 | 8.5714 | 1003.85
08/04/2021 13:00 | 948.17 | 528.8 | 453.82 | 29.194 | 131.28 | 10.5257 | 1003.33
08/04/2021 14:00 | 717.88 | 353.777 | 397.39 | 29.351 | 136.75 | 11.1092 | 1003.51
08/04/2021 15:00 | 731.51 | 646.44 | 247.87 | 28.158 | 129.91 | 9.5743 | 1004.14
08/04/2021 16:00 | 218.05 | 0.1811 | 216.9 | 26.96 | 129.82 | 9.4829 | 1004.44
08/04/2021 17:00 | 106.33 | 2.4648 | 105.79 | 27.143 | 132.7 | 7.752 | 1004.09
08/04/2021 18:00 | 19.94 | 9.0208 | 18.615 | 26.685 | 120.75 | 7.5028 | 1003.56
08/04/2021 19:00 | 0 | 0 | 0 | 26.193 | 202.05 | 5.7866 | 1003.38
08/04/2021 20:00 | 0 | 0 | 0 | 25.659 | 200.885 | 7.2433 | 1004.11
08/04/2021 21:00 | 0 | 0 | 0 | 25.271 | 190.6 | 9.6838 | 1005.76
08/04/2021 22:00 | 0 | 0 | 0 | 24.287 | 346.87 | 9.1631 | 1007.43
08/04/2021 23:00 | 0 | 0 | 0 | 23.851 | 72.608 | 7.9039 | 1008.81
09/04/2021 00:00 | 0 | 0 | 0 | 23.908 | 51.825 | 8.2249 | 1010.06
09/04/2021 01:00 | 0 | 0 | 0 | 23.316 | 47.551 | 8.2613 | 1011.19
09/04/2021 02:00 | 0 | 0 | 0 | 23.203 | 35.371 | 8.251 | 1012.52
09/04/2021 03:00 | 0 | 0 | 0 | 22.885 | 47.304 | 7.5046 | 1013.55
09/04/2021 04:00 | 0 | 0 | 0 | 22.106 | 50.506 | 7.8393 | 1014.33
09/04/2021 05:00 | 7.313 | 0.5443 | 6.5491 | 22.071 | 45.764 | 7.607 | 1015.05
09/04/2021 06:00 | 153.72 | 107.268 | 126.26 | 24.147 | 74.822 | 7.7294 | 1015.72
09/04/2021 07:00 | 416.91 | 339.75 | 252.54 | 27.93 | 260.56 | 7.2143 | 1016.13
09/04/2021 08:00 | 674.18 | 822.3 | 101.78 | 29.014 | 233.62 | 6.7517 | 1016.19
09/04/2021 09:00 | 847.7 | 863.2 | 110 | 28.837 | 164.24 | 6.2948 | 1016.31
09/04/2021 10:00 | 979.2 | 880.4 | 137.49 | 29.339 | 138.44 | 6.1993 | 1016.39
09/04/2021 11:00 | 999.6 | 795.2 | 202.49 | 29.826 | 129.87 | 6.6371 | 1016.52
09/04/2021 12:00 | 1069.8 | 885.9 | 334.83 | 29.969 | 128.06 | 5.9598 | 1016.33
09/04/2021 13:00 | 945.2 | 715.43 | 242.6 | 29.479 | 128.72 | 6.0274 | 1016.22
09/04/2021 14:00 | 591.48 | 330.96 | 290.75 | 29.15 | 126.02 | 5.7564 | 1016.29
09/04/2021 15:00 | 670.73 | 605.3 | 221.12 | 29.977 | 124.01 | 5.9221 | 1016.04
09/04/2021 16:00 | 428.58 | 533.75 | 149.79 | 28.841 | 109.1267 | 6.644 | 1015.5
09/04/2021 17:00 | 133.9 | 115.111 | 100.14 | 26.959 | 113.92 | 6.4609 | 1014.71
09/04/2021 18:00 | 42.817 | 74.666 | 36.853 | 26.205 | 117.94 | 6.8149 | 1013.81
09/04/2021 19:00 | 0 | 0 | 0 | 25.499 | 114.32 | 7.0383 | 1012.55
09/04/2021 20:00 | 0 | 0 | 0 | 25.218 | 108.67 | 7.2915 | 1010.59
09/04/2021 21:00 | 0 | 0 | 0 | 25.062 | 108.18 | 9.3077 | 1008.33
09/04/2021 22:00 | 0 | 0 | 0 | 25.048 | 105.15 | 10.1798 | 1006.7
09/04/2021 23:00 | 0 | 0 | 0 | 24.84 | 103.52 | 10.4593 | 1005.25
10/04/2021 00:00 | 0 | 0 | 0 | 24.28 | 110.83 | 9.4444 | 1003.81
10/04/2021 01:00 | 0 | 0 | 0 | 24.005 | 95.346 | 8.5534 | 1002.6
10/04/2021 02:00 | 0 | 0 | 0 | 22.931 | 78.802 | 8.8913 | 1001.17
10/04/2021 03:00 | 0 | 0 | 0 | 22.763 | 64.498 | 10.408 | 1000.44
10/04/2021 04:00 | 0 | 0 | 0 | 21.471 | 61.618 | 9.7401 | 999.138
10/04/2021 05:00 | 6.1036 | 1.7403 | 6.0119 | 20.551 | 97.404 | 11.1945 | 998.608
10/04/2021 06:00 | 193.74 | 585.87 | 46.246 | 24.876 | 44.539 | 10.546 | 998.211
10/04/2021 07:00 | 423.66 | 704.75 | 89.91 | 27.442 | 128.96 | 10.9707 | 998.115
10/04/2021 08:00 | 666.56 | 814.1 | 90.92 | 28.21 | 128.95 | 10.7038 | 997.941
10/04/2021 09:00 | 851.2 | 847.6 | 110.49 | 28.405 | 127.41 | 10.8902 | 997.636
10/04/2021 10:00 | 966.5 | 864.6 | 126.74 | 28.407 | 129.77 | 10.3204 | 997.246
10/04/2021 11:00 | 1053.4 | 836.57 | 202.39 | 28.925 | 137.66 | 9.3756 | 996.779
10/04/2021 12:00 | 1117 | 740 | 516.16 | 29.6 | 132.11 | 10.1134 | 996.569
10/04/2021 13:00 | 796.4 | 244.476 | 561.87 | 29.355 | 124.83 | 9.9909 | 996.361
10/04/2021 14:00 | 362.41 | 85.0882 | 286.61 | 28.49 | 140.48 | 10.0819 | 996.239
10/04/2021 15:00 | 235.05 | 0.0804 | 235.27 | 26.739 | 125.44 | 9.8625 | 996.315
10/04/2021 16:00 | 113.76 | 0.6679 | 111.86 | 26.464 | 122.79 | 9.8013 | 996.377
10/04/2021 17:00 | 253.2 | 566.17 | 71.749 | 27.236 | 128.34 | 9.6975 | 996.88
10/04/2021 18:00 | 31.467 | 149.61 | 19.476 | 26.318 | 121.06 | 9.4995 | 997.111
10/04/2021 19:00 | 0 | 0 | 0 | 24.735 | 31.239 | 8.9719 | 996.88
10/04/2021 20:00 | 0 | 0 | 0 | 23.639 | 130.978 | 9.6089 | 996.528
10/04/2021 21:00 | 0 | 0 | 0 | 23.878 | 105.879 | 9.3492 | 996.186
10/04/2021 22:00 | 0 | 0 | 0 | 23.523 | 107.8692 | 8.8621 | 995.849
10/04/2021 23:00 | 0 | 0 | 0 | 22.599 | 129.903 | 8.6356 | 995.514
11/04/2021 00:00 | 0 | 0 | 0 | 22.767 | 143.565 | 8.8452 | 995.079
11/04/2021 01:00 | 0 | 0 | 0 | 21.859 | 148.195 | 8.7747 | 994.931
11/04/2021 02:00 | 0 | 0 | 0 | 22.575 | 114.213 | 9.1679 | 994.924
11/04/2021 03:00 | 0 | 0 | 0 | 21.553 | 176.4181 | 9.1854 | 994.86
11/04/2021 04:00 | 0 | 0 | 0 | 21.781 | 121.741 | 8.5328 | 994.799
11/04/2021 05:00 | 10.2137 | 11.7407 | 9.0645 | 21.505 | 133.657 | 7.978 | 994.868
11/04/2021 06:00 | 139.83 | 229.833 | 78.853 | 24.452 | 169.62 | 8.3647 | 995.063
11/04/2021 07:00 | 465.62 | 703.36 | 120.98 | 28.865 | 244.06 | 7.7469 | 995.46
11/04/2021 08:00 | 657.11 | 736.49 | 141.24 | 29.738 | 240.23 | 7.7658 | 996.357
11/04/2021 09:00 | 866.7 | 863.2 | 122.73 | 29.172 | 174.2 | 9.1878 | 997.325
11/04/2021 10:00 | 881.58 | 680.3 | 228.13 | 29.413 | 190.82 | 8.5357 | 998.093
11/04/2021 11:00 | 1085.1 | 878.38 | 185.64 | 30.5 | 128.72 | 8.4501 | 998.636
11/04/2021 12:00 | 1111.8 | 872.5 | 384.97 | 30.66 | 129.48 | 8.8199 | 999.067
11/04/2021 13:00 | 998.8 | 878.7 | 123.27 | 30.404 | 126.11 | 8.3832 | 999.714
11/04/2021 14:00 | 832.27 | 741.06 | 159.22 | 30.25 | 123.33 | 8.7177 | 1000.62
11/04/2021 15:00 | 650.62 | 460.07 | 300.29 | 29.803 | 126.28 | 7.7932 | 1001.6
11/04/2021 16:00 | 512.46 | 772.4 | 91.57 | 29.293 | 127.9 | 8.157 | 1002.92
11/04/2021 17:00 | 251.56 | 619.62 | 60.011 | 27.842 | 115.85 | 8.9361 | 1004.26
11/04/2021 18:00 | 28.851 | 123.5 | 18.501 | 26.593 | 116.24 | 8.8339 | 1005.49
11/04/2021 19:00 | 0 | 0 | 0 | 25.837 | 116.4 | 8.6819 | 1006.69
11/04/2021 20:00 | 0 | 0 | 0 | 25.707 | 117.49 | 7.9278 | 1007.7
11/04/2021 21:00 | 0 | 0 | 0 | 25.163 | 109.73 | 7.4165 | 1008.47
11/04/2021 22:00 | 0 | 0 | 0 | 25.326 | 111.98 | 7.5969 | 1008.86
11/04/2021 23:00 | 0 | 0 | 0 | 25.475 | 118.99 | 7.1042 | 1009.11
12/04/2021 00:00 | 0 | 0 | 0 | 24.588 | 115.98 | 6.925 | 1009.29
12/04/2021 01:00 | 0 | 0 | 0 | 24.91 | 105 | 6.7451 | 1009.38
12/04/2021 02:00 | 0 | 0 | 0 | 24.725 | 102.4282 | 7.5892 | 1009.34
12/04/2021 03:00 | 0 | 0 | 0 | 24.218 | 108.89 | 6.8405 | 1009.16
12/04/2021 04:00 | 0 | 0 | 0 | 23.159 | 100.07 | 7.4043 | 1009.2
12/04/2021 05:00 | 5.7215 | 0.292 | 4.7031 | 23.99 | 109.82 | 6.8863 | 1009.23
12/04/2021 06:00 | 104.684 | 172.715 | 58.943 | 25.325 | 113.71 | 7.0822 | 1009.12
12/04/2021 07:00 | 417.13 | 665.53 | 79.826 | 26.992 | 119.87 | 7.2561 | 1008.96
12/04/2021 08:00 | 657.15 | 792.65 | 82.8 | 27.424 | 124.55 | 8.1091 | 1008.86
12/04/2021 09:00 | 842.7 | 822.7 | 106.75 | 27.917 | 126.68 | 7.8008 | 1008.59
12/04/2021 10:00 | 980.1 | 841.1 | 133.93 | 27.336 | 126.33 | 8.0276 | 1008.22
12/04/2021 11:00 | 1036.2 | 891.6 | 108.58 | 28.647 | 120.08 | 8.5782 | 1007.78
12/04/2021 12:00 | 1054.6 | 892.9 | 317.71 | 28.439 | 127.26 | 8.7914 | 1007.4
12/04/2021 13:00 | 1002.3 | 876.3 | 111.87 | 29.005 | 132.42 | 9.815 | 1007.28
12/04/2021 14:00 | 894 | 865.8 | 92.25 | 28.481 | 131.32 | 9.4041 | 1007.24
12/04/2021 15:00 | 715.92 | 804.9 | 96.18 | 27.832 | 137.09 | 8.7635 | 1007.03
12/04/2021 16:00 | 505.18 | 751.15 | 95.38 | 27.915 | 120.2202 | 9.2562 | 1006.82
12/04/2021 17:00 | 253.2 | 614.85 | 71.11 | 27.373 | 129.41 | 10.059 | 1006.79
12/04/2021 18:00 | 20.601 | 32.1047 | 17.001 | 26.074 | 124.92 | 9.9954 | 1006.95
12/04/2021 19:00 | 0 | 0 | 0 | 25.483 | 113.13 | 9.6331 | 1007.36
12/04/2021 20:00 | 0 | 0 | 0 | 25.317 | 93.537 | 8.7606 | 1008.01
12/04/2021 21:00 | 0 | 0 | 0 | 24.348 | 54.997 | 8.3234 | 1008.89
12/04/2021 22:00 | 0 | 0 | 0 | 23.595 | 158.921 | 7.7537 | 1009.65
12/04/2021 23:00 | 0 | 0 | 0 | 23.985 | 305.02 | 6.8107 | 1010.31
13/04/2021 00:00 | 0 | 0 | 0 | 23.345 | 156.23 | 6.0953 | 1010.91
13/04/2021 01:00 | 0 | 0 | 0 | 23.298 | 91.5315 | 6.0349 | 1011.41
13/04/2021 02:00 | 0 | 0 | 0 | 22.567 | 66.0408 | 5.1665 | 1011.88
13/04/2021 03:00 | 0 | 0 | 0 | 22.409 | 23.017 | 5.1308 | 1012.2
13/04/2021 04:00 | 0 | 0 | 0 | 22.426 | 84.815 | 5.0148 | 1012.29
13/04/2021 05:00 | 4.3227 | 0.1543 | 4.2665 | 21.747 | 85.2084 | 5.479 | 1012.3
13/04/2021 06:00 | 178 | 529.24 | 44.574 | 25.892 | 81.8 | 5.9557 | 1012.28
13/04/2021 07:00 | 407.53 | 715.82 | 62.352 | 27.539 | 272.07 | 6.9049 | 1012.31
13/04/2021 08:00 | 556.04 | 525.67 | 178.16 | 28.398 | 138.55 | 7.6487 | 1012.35
13/04/2021 09:00 | 833.6 | 856.7 | 89.37 | 30.145 | 263.63 | 7.962 | 1012.5
13/04/2021 10:00 | 1003.24 | 737.97 | 284.36 | 31.275 | 227.93 | 8.626 | 1012.54
13/04/2021 11:00 | 1056.7 | 832.9 | 200.82 | 29.67 | 124.7556 | 8.0763 | 1012.52
13/04/2021 12:00 | 752 | 262.489 | 561.11 | 30.677 | 128.26 | 8.212 | 1012.46
13/04/2021 13:00 | 377.03 | 51.25 | 332.48 | 29.848 | 141.85 | 7.6696 | 1012.45
13/04/2021 14:00 | 468.76 | 81.4915 | 394.6 | 29.419 | 112.63 | 8.0508 | 1012.62
13/04/2021 15:00 | 435.68 | 268.143 | 229.67 | 29.719 | 132.72 | 7.8459 | 1012.61
13/04/2021 16:00 | 480.82 | 580.51 | 169.52 | 28.731 | 121.7 | 7.8681 | 1012.49
13/04/2021 17:00 | 169.14 | 78.54 | 148.1 | 28.873 | 149.19 | 8.4827 | 1012.19
13/04/2021 18:00 | 42.839 | 128.12 | 33.535 | 28.171 | 185.82 | 8.6277 | 1011.9
13/04/2021 19:00 | 0 | 0 | 0 | 26.737 | 304.38 | 8.6714 | 1011.57
13/04/2021 20:00 | 0 | 0 | 0 | 25.244 | 55.912 | 8.8965 | 1011.2
13/04/2021 21:00 | 0 | 0 | 0 | 24.406 | 72.029 | 9.7529 | 1010.96
13/04/2021 22:00 | 0 | 0 | 0 | 23.766 | 151.96 | 9.3569 | 1010.81
13/04/2021 23:00 | 0 | 0 | 0 | 22.941 | 327.26 | 9.6952 | 1010.61
14/04/2021 00:00 | 0 | 0 | 0 | 22.568 | 152.112 | 9.8259 | 1010.38
14/04/2021 01:00 | 0 | 0 | 0 | 22.897 | 170.31 | 10.227 | 1010.1
14/04/2021 02:00 | 0 | 0 | 0 | 23.361 | 69.065 | 9.9186 | 1009.76
14/04/2021 03:00 | 0 | 0 | 0 | 22.388 | 97.147 | 9.6497 | 1009.29
14/04/2021 04:00 | 0 | 0 | 0 | 22.444 | 89.907 | 9.3875 | 1008.81
14/04/2021 05:00 | 5.3402 | 0.2984 | 4.6502 | 22.37 | 131.8145 | 9.8892 | 1008.42
14/04/2021 06:00 | 180.32 | 480.75 | 56.067 | 26.108 | 117.89 | 9.33 | 1008.08
14/04/2021 07:00 | 411.61 | 710.45 | 74.427 | 28.273 | 111.93 | 9.3723 | 1007.84
14/04/2021 08:00 | 655.88 | 800.22 | 85.86 | 28.829 | 123.81 | 9.3998 | 1007.7
14/04/2021 09:00 | 848.6 | 852.4 | 94.76 | 29.484 | 125.31 | 9.2595 | 1007.74
14/04/2021 10:00 | 984.4 | 869.5 | 127 | 29.301 | 122.15 | 8.495 | 1007.82
14/04/2021 11:00 | 980.85 | 635.19 | 324.83 | 29.114 | 123.91 | 7.9926 | 1007.98
14/04/2021 12:00 | 1104.3 | 834.3 | 471.58 | 29.773 | 116.64 | 7.864 | 1008.16
14/04/2021 13:00 | 1033.3 | 811.78 | 212.09 | 29.396 | 125.14 | 7.5945 | 1008.41
14/04/2021 14:00 | 1001.7 | 805.01 | 254.48 | 29.734 | 118.78 | 7.307 | 1008.83
14/04/2021 15:00 | 723.41 | 781.83 | 127.06 | 29.075 | 120.55 | 6.7208 | 1008.91
14/04/2021 16:00 | 459.07 | 604.45 | 137.3 | 28.285 | 121.56 | 6.0986 | 1008.78
14/04/2021 17:00 | 260.42 | 541.44 | 101.05 | 28.339 | 119 | 5.0373 | 1008.58
14/04/2021 18:00 | 46.236 | 163.04 | 31.379 | 26.927 | 120.16 | 5.163 | 1008.36
14/04/2021 19:00 | 0 | 0.0705 | 0 | 26.392 | 126.46 | 4.0779 | 1008.17
14/04/2021 20:00 | 0 | 0 | 0 | 25.759 | 128.16 | 4.1078 | 1007.87
14/04/2021 21:00 | 0 | 0 | 0 | 25.483 | 129.05 | 3.9987 | 1007.72
14/04/2021 22:00 | 0 | 0 | 0 | 24.468 | 78.085 | 4.5212 | 1007.66
14/04/2021 23:00 | 0 | 0 | 0 | 24.501 | 77.327 | 5.2452 | 1007.58
15/04/2021 00:00 | 0 | 0 | 0 | 24.592 | 108.4 | 5.9034 | 1007.39
15/04/2021 01:00 | 0 | 0 | 0 | 23.826 | 49.547 | 5.998 | 1007.05
15/04/2021 02:00 | 0 | 0 | 0 | 23.599 | 112.323 | 6.0247 | 1006.15
15/04/2021 03:00 | 0 | 0 | 0 | 22.739 | 72.939 | 5.5925 | 1004.99
15/04/2021 04:00 | 0 | 0 | 0 | 21.912 | 97.3563 | 6.6797 | 1003.56
15/04/2021 05:00 | 4.2012 | 0.3815 | 3.0998 | 22.766 | 98.507 | 6.5468 | 1002.19
15/04/2021 06:00 | 177.59 | 525.31 | 50.568 | 23.469 | 200.9678 | 7.2485 | 1001.12
15/04/2021 07:00 | 393.64 | 714.58 | 70.581 | 27.886 | 103.435 | 7.1712 | 999.753
15/04/2021 08:00 | 599.02 | 723.09 | 100.03 | 29.464 | 251.422 | 7.0362 | 997.863
15/04/2021 09:00 | 831.4 | 833.8 | 104.89 | 30.22 | 139.89 | 7.3521 | 996.343
15/04/2021 10:00 | 990.2 | 843.3 | 164.95 | 29.955 | 136.13 | 8.0312 | 995.137
15/04/2021 11:00 | 687.42 | 312.811 | 366.5 | 29.564 | 127.87 | 8.0277 | 993.863
15/04/2021 12:00 | 187.35 | 0.0238 | 188.48 | 24.903 | 63.697 | 8.2517 | 992.384
15/04/2021 13:00 | 1178.2 | 882.04 | 334.65 | 29.077 | 146.54 | 9.0957 | 990.741
15/04/2021 14:00 | 758.75 | 387.5952 | 419.08 | 29.529 | 124.97 | 10.5236 | 989.197
15/04/2021 15:00 | 324.34 | 93.8021 | 252 | 26.905 | 93.467 | 9.6713 | 987.677
15/04/2021 16:00 | 552.41 | 690.83 | 182.05 | 28.195 | 133.62 | 9.7879 | 986.314
15/04/2021 17:00 | 302.87 | 545.24 | 132.24 | 28.253 | 134.94 | 9.8203 | 984.976
15/04/2021 18:00 | 51.746 | 143.01 | 40.743 | 27.571 | 211.384 | 9.4359 | 983.884
15/04/2021 19:00 | 0 | 0 | 0 | 25.79 | 167.8673 | 9.0975 | 982.949
15/04/2021 20:00 | 0 | 0 | 0 | 24.546 | 166.984 | 8.8626 | 982.035
15/04/2021 21:00 | 0 | 0 | 0 | 23.987 | 41.711 | 8.4423 | 981.367
15/04/2021 22:00 | 0 | 0 | 0 | 23.324 | 127.217 | 7.2511 | 980.752
15/04/2021 23:00 | 0 | 0 | 0 | 24.032 | 50.987 | 6.6551 | 980.147
16/04/2021 00:00 | 0 | 0 | 0 | 23.399 | 131.133 | 5.5711 | 979.68
16/04/2021 01:00 | 0 | 0 | 0 | 22.676 | 72.79 | 5.4804 | 979.37
16/04/2021 02:00 | 0 | 0 | 0 | 22.292 | 89.205 | 4.4982 | 979.247
16/04/2021 03:00 | 0 | 0 | 0 | 23.156 | 105.672 | 4.6496 | 979.278
16/04/2021 04:00 | 0 | 0 | 0 | 23.133 | 109.65 | 4.5946 | 979.465
16/04/2021 05:00 | 0 | 0 | 0 | 22.898 | 80.94 | 5.6104 | 979.655
16/04/2021 06:00 | 28.504 | 0.318 | 28.046 | 23.002 | 119.645 | 5.428 | 979.81
16/04/2021 07:00 | 165.28 | 1.4368 | 163.35 | 24.725 | 303.79 | 5.3247 | 980.359
16/04/2021 08:00 | 225.25 | 18.3637 | 209.62 | 25.919 | 289.54 | 5.874 | 980.985
16/04/2021 09:00 | 906.18 | 784.47 | 245.81 | 28.506 | 290.27 | 5.8129 | 981.536
16/04/2021 10:00 | 972.7 | 936.2 | 94.79 | 29.765 | 268.01 | 5.999 | 982.16
16/04/2021 11:00 | 1044.5 | 941.7 | 107.54 | 29.379 | 227.07 | 5.497 | 982.72
16/04/2021 12:00 | 553.61 | 23.1271 | 541.29 | 28.768 | 230.38 | 4.92 | 983.146
16/04/2021 13:00 | 104.44 | 0 | 103.59 | 24.909 | 117.43 | 4.3314 | 983.614
16/04/2021 14:00 | 70.293 | 0.8368 | 69.149 | 21.027 | 290.83 | 5.0335 | 984.11
16/04/2021 15:00 | 771.48 | 609.35 | 326.04 | 24.22 | 275.42 | 4.6288 | 984.783
16/04/2021 16:00 | 566.13 | 731.26 | 179.36 | 26 | 190.207 | 4.6249 | 985.455
16/04/2021 17:00 | 62.278 | 36.1529 | 49.577 | 24.804 | 133.07 | 4.857 | 985.975
16/04/2021 18:00 | 52.297 | 255.14 | 31.062 | 24.861 | 145.185 | 5.2732 | 986.38
16/04/2021 19:00 | 0 | 0 | 0 | 23.447 | 34.763 | 5.2289 | 986.676
16/04/2021 20:00 | 0 | 0 | 0 | 22.452 | 118.9234 | 5.6861 | 987.057
16/04/2021 21:00 | 0 | 0 | 0 | 22.775 | 98.488 | 6.09 | 987.171
16/04/2021 22:00 | 0 | 0 | 0 | 22.029 | 69.777 | 6.0084 | 987.151
16/04/2021 23:00 | 0 | 0 | 0 | 21.83 | 73.593 | 6.0844 | 987.31
17/04/2021 00:00 | 0 | 0 | 0 | 21.934 | 100.256 | 6.157 | 987.597
17/04/2021 01:00 | 0 | 0 | 0 | 21.456 | 68.719 | 6.0344 | 987.972
17/04/2021 02:00 | 0 | 0 | 0 | 20.95 | 77.0106 | 5.4421 | 988.343
17/04/2021 03:00 | 0 | 0 | 0 | 20.799 | 52.618 | 5.9542 | 989.028
17/04/2021 04:00 | 0 | 0 | 0 | 20.961 | 56.77 | 5.8419 | 989.768
17/04/2021 05:00 | 4.5255 | 0.3079 | 3.4479 | 20.957 | 100.627 | 5.2511 | 990.232
17/04/2021 06:00 | 185.4 | 591.17 | 44.338 | 24.255 | 37.889 | 5.8094 | 990.497
17/04/2021 07:00 | 444.93 | 698.14 | 126.05 | 28.386 | 180.36 | 5.809 | 990.732
17/04/2021 08:00 | 641.47 | 859.9 | 74.364 | 27.489 | 166.7 | 5.3815 | 991
17/04/2021 09:00 | 824.4 | 900.3 | 90.94 | 27.68 | 158.94 | 5.5644 | 991.077
17/04/2021 10:00 | 964.9 | 900.1 | 138.26 | 27.741 | 160.53 | 5.8875 | 991.291
17/04/2021 11:00 | 981.04 | 524.454 | 468.08 | 28.292 | 148.33 | 5.8336 | 991.567
17/04/2021 12:00 | 1096.5 | 861.94 | 518.87 | 28.466 | 137.03 | 5.4739 | 991.909
17/04/2021 13:00 | 741.51 | 385.8813 | 392.58 | 28.37 | 158.43 | 6.3848 | 992.43
17/04/2021 14:00 | 307.74 | 4.4713 | 309.25 | 28.198 | 149.56 | 6.292 | 992.901
17/04/2021 15:00 | 482.64 | 200.9422 | 335.92 | 28.075 | 144.09 | 5.9912 | 993.242
17/04/2021 16:00 | 311.39 | 120.1972 | 248.24 | 28.211 | 238.43 | 6.1657 | 993.531
17/04/2021 17:00 | 266.25 | 333.971 | 160.4 | 27.722 | 223.77 | 5.3597 | 993.704
17/04/2021 18:00 | 65.109 | 251.87 | 45.282 | 26.999 | 215.49 | 5.4352 | 993.804
17/04/2021 19:00 | 0 | 0 | 0 | 26.066 | 155.25 | 5.7504 | 993.859
17/04/2021 20:00 | 0 | 0 | 0 | 25.302 | 66.937 | 5.902 | 993.926
17/04/2021 21:00 | 0 | 0 | 0 | 25.278 | 173.482 | 6.4462 | 993.944
17/04/2021 22:00 | 0 | 0 | 0 | 23.273 | 123.538 | 6.3024 | 993.783
17/04/2021 23:00 | 0 | 0 | 0 | 22.941 | 79.732 | 5.9108 | 993.667
18/04/2021 00:00 | 0 | 0 | 0 | 21.98 | 67.4883 | 5.9833 | 993.505
18/04/2021 01:00 | 0 | 0 | 0 | 21.83 | 68.079 | 6.2118 | 993.122
18/04/2021 02:00 | 0 | 0 | 0 | 21.411 | 59.9067 | 6.6131 | 993.174
18/04/2021 03:00 | 0 | 0 | 0 | 20.959 | 96.836 | 7.2319 | 992.843
18/04/2021 04:00 | 0 | 0 | 0 | 21.188 | 68.349 | 6.7079 | 992.568
18/04/2021 05:00 | 6.196 | 17.4153 | 5.1292 | 20.932 | 72.313 | 7.0888 | 992.154
18/04/2021 06:00 | 182.48 | 571.09 | 47.378 | 24.094 | 80.634 | 6.3379 | 991.384
18/04/2021 07:00 | 415.28 | 773.21 | 62.135 | 27.662 | 137.82 | 5.646 | 990.788
18/04/2021 08:00 | 643.48 | 871.3 | 69.096 | 28.233 | 150 | 6.5659 | 990.118
18/04/2021 09:00 | 799.13 | 842.96 | 110.43 | 28.981 | 134.65 | 8.0506 | 989.175
18/04/2021 10:00 | 954.7 | 927.9 | 99.56 | 29.552 | 178.24 | 8.9482 | 988.242
18/04/2021 11:00 | 1046.4 | 949.7 | 106.43 | 30.003 | 265.99 | 11.6375 | 987.589
18/04/2021 12:00 | 1059.4 | 936.4 | 395.21 | 30.553 | 257.85 | 10.6845 | 987.293
18/04/2021 13:00 | 940.13 | 789.72 | 183.4 | 30.778 | 255.57 | 9.2779 | 987.092
18/04/2021 14:00 | 954.6 | 868.9 | 198.41 | 30.375 | 263.3 | 8.8642 | 987.506
18/04/2021 15:00 | 455.58 | 378.15 | 177.43 | 29.987 | 270.99 | 8.371 | 988.136
18/04/2021 16:00 | 433.06 | 410.4 | 215.65 | 29.219 | 263.59 | 7.4979 | 988.636
18/04/2021 17:00 | 138.35 | 22.726 | 133.52 | 27.879 | 285.11 | 7.111 | 989.053
18/04/2021 18:00 | 14.22 | 4.0735 | 13.968 | 27.431 | 291.3 | 7.1461 | 989.421
18/04/2021 19:00 | 0 | 0 | 0 | 27.081 | 290.79 | 6.9597 | 989.819
18/04/2021 20:00 | 0 | 0 | 0 | 26.661 | 313.81 | 5.8582 | 989.993
18/04/2021 21:00 | 0 | 0 | 0 | 25.481 | 189.1207 | 5.3684 | 989.854
18/04/2021 22:00 | 0 | 0 | 0 | 25.859 | 118.5789 | 5.0209 | 989.482
18/04/2021 23:00 | 0 | 0 | 0 | 25.896 | 146.522 | 5.6965 | 989.057
19/04/2021 00:00 | 0 | 0 | 0 | 25.891 | 313.69 | 4.8322 | 988.526
19/04/2021 01:00 | 0 | 0 | 0 | 25.705 | 293.74 | 4.9416 | 987.365
19/04/2021 02:00 | 0 | 0 | 0 | 25.844 | 306.42 | 5.6361 | 985.805
19/04/2021 03:00 | 0 | 0 | 0 | 24.89 | 263.38 | 7.3461 | 983.796
19/04/2021 04:00 | 0 | 0 | 0 | 24.039 | 240.49 | 9.315 | 981.493
19/04/2021 05:00 | 4.0116 | 0.0922 | 2.1693 | 23.368 | 238.494 | 12.9703 | 979.405
19/04/2021 06:00 | 120.267 | 185.96 | 75.759 | 25.077 | 262.2703 | 12.3971 | 978.954
19/04/2021 07:00 | 183.1 | 1.2728 | 181.53 | 26.033 | 318.23 | 11.6063 | 978.772
19/04/2021 08:00 | 64.634 | 0 | 66.22 | 25.483 | 162.69 | 10.4952 | 979.051
19/04/2021 09:00 | 135.61 | 0.7509 | 133.08 | 25.825 | 182.89 | 10.6118 | 979.704
19/04/2021 10:00 | 303.54 | 1.4638 | 301.03 | 26.382 | 181.57 | 11.2526 | 980.488
19/04/2021 11:00 | 238.89 | 0.677 | 238.09 | 26.311 | 163.55 | 11.4079 | 982.078
19/04/2021 12:00 | 409.36 | 2.004 | 408.71 | 26.776 | 158.27 | 13.0636 | 985.63
19/04/2021 13:00 | 771.6 | 132.1585 | 666.49 | 27.708 | 145.06 | 11.6933 | 989.667
19/04/2021 14:00 | 876.75 | 738.469 | 225.14 | 27.771 | 139.7 | 10.189 | 992.573
19/04/2021 15:00 | 206.44 | 0.0016 | 208.71 | 26.425 | 136.65 | 8.6556 | 994.627
19/04/2021 16:00 | 349.15 | 76.244 | 308.9588 | 26.652 | 129.47 | 7.7992 | 996.426
19/04/2021 17:00 | 128.05 | 1.4313 | 128.7 | 26.011 | 129.05 | 7.4101 | 997.884
19/04/2021 18:00 | 7.9142 | 0 | 7.5608 | 25.464 | 119.57 | 7.276 | 998.943
19/04/2021 19:00 | 0 | 0 | 0 | 24.88 | 100.46 | 6.6518 | 999.659
19/04/2021 20:00 | 0 | 0 | 0 | 24.731 | 109.06 | 6.808 | 1000.24
19/04/2021 21:00 | 0 | 0 | 0 | 24.711 | 110.34 | 5.9399 | 1000.63
19/04/2021 22:00 | 0 | 0 | 0 | 24.779 | 119 | 6.4414 | 1000.66
19/04/2021 23:00 | 0 | 0 | 0 | 24.433 | 108.13 | 5.4666 | 1000.55
20/04/2021 00:00 | 0 | 0 | 0 | 24.264 | 98.5 | 5.5916 | 1000.61
20/04/2021 01:00 | 0 | 0 | 0 | 23.848 | 96.91 | 5.7538 | 1000.79
20/04/2021 02:00 | 0 | 0 | 0 | 23.375 | 89.392 | 6.1276 | 1000.94
20/04/2021 03:00 | 0 | 0 | 0 | 23.408 | 89.984 | 5.6214 | 1001.06
20/04/2021 04:00 | 0 | 0 | 0 | 23.338 | 100.54 | 5.3684 | 1000.98
20/04/2021 05:00 | 5.6084 | 0.8624 | 4.9203 | 23.316 | 103.88 | 4.5742 | 1000.97
20/04/2021 06:00 | 170.79 | 460.6 | 64.124 | 25.295 | 102.98 | 4.4318 | 1000.99
20/04/2021 07:00 | 418.13 | 727.29 | 81.827 | 27.299 | 106.7 | 4.4546 | 1001.03
20/04/2021 08:00 | 382.42 | 42.974 | 347.56 | 26.524 | 127.81 | 4.002 | 1001.06
20/04/2021 09:00 | 557.46 | 63.37 | 497.79 | 27.108 | 132.03 | 4.1442 | 1000.83
20/04/2021 10:00 | 922.44 | 797.07 | 165.93 | 27.852 | 129.65 | 3.5998 | 1000.47
20/04/2021 11:00 | 962.91 | 546.883 | 418.36 | 28.196 | 126.16 | 3.9021 | 1000.15
20/04/2021 12:00 | 1005.63 | 523.35 | 641.89 | 28.368 | 131.18 | 4.0811 | 999.765
20/04/2021 13:00 | 1040 | 567.47 | 501.07 | 28.446 | 127.78 | 3.8908 | 999.546
20/04/2021 14:00 | 686.7 | 125.517 | 571.59 | 27.916 | 127.16 | 4.6451 | 999.347
20/04/2021 15:00 | 664.72 | 318.223 | 419.82 | 27.715 | 129.96 | 4.9102 | 999.314
20/04/2021 16:00 | 478.06 | 581.07 | 158.12 | 27.669 | 125.23 | 4.5078 | 999.361
20/04/2021 17:00 | 229.56 | 110.117 | 195.97 | 26.891 | 122.11 | 5.0091 | 999.508
20/04/2021 18:00 | 10.479 | 0.4361 | 9.9108 | 26.342 | 113.13 | 4.6391 | 999.447
20/04/2021 19:00 | 0 | 0 | 0 | 25.767 | 110.31 | 4.733 | 999.294
20/04/2021 20:00 | 0 | 0 | 0 | 25.707 | 121.15 | 5.2131 | 999.086
20/04/2021 21:00 | 0 | 0 | 0 | 25.56 | 109.21 | 4.8268 | 998.736
20/04/2021 22:00 | 0 | 0 | 0 | 25.381 | 107.64 | 5.4622 | 998.557
20/04/2021 23:00 | 0 | 0 | 0 | 24.968 | 105.41 | 5.8298 | 998.041
21/04/2021 00:00 | 0 | 0 | 0 | 24.34 | 66.217 | 5.4802 | 997.698
21/04/2021 01:00 | 0 | 0 | 0 | 24.449 | 113.7 | 5.2698 | 997.434
21/04/2021 02:00 | 0 | 0 | 0 | 24.239 | 232.53 | 6.0063 | 997.189
21/04/2021 03:00 | 0 | 0 | 0 | 24.447 | 60.8941 | 6.2016 | 997.018
21/04/2021 04:00 | 0 | 0 | 0 | 24.455 | 61.839 | 5.4614 | 996.601
21/04/2021 05:00 | 0.7141 | 0.0021 | 0.5493 | 24.169 | 121.429 | 5.9833 | 996.09
21/04/2021 06:00 | 60.801 | 0.4526 | 60.095 | 24.725 | 53.651 | 5.3332 | 995.449
21/04/2021 07:00 | 171.96 | 1.3081 | 169.94 | 26.268 | 119.47 | 5.6162 | 995.346
21/04/2021 08:00 | 434.95 | 67.413 | 383.04 | 27.816 | 136.01 | 5.2101 | 995.408
21/04/2021 09:00 | 491.83 | 20.9705 | 471.59 | 28.807 | 130.65 | 6.1499 | 995.073
21/04/2021 10:00 | 829.72 | 203.519 | 635.8 | 29.789 | 131.78 | 6.3197 | 994.56
21/04/2021 11:00 | 418.77 | 18.8063 | 400.51 | 28.032 | 113.5 | 6.0955 | 993.965
21/04/2021 12:00 | 555.23 | 4.0908 | 551.47 | 28.05 | 134.33 | 5.5103 | 993.461
21/04/2021 13:00 | 162.9 | 0 | 164.26 | 26.585 | 125.09 | 5.8254 | 992.896
21/04/2021 14:00 | 49.286 | 0 | 48.895 | 24.377 | 76.855 | 5.7045 | 992.382
21/04/2021 15:00 | 117.15 | 0.6459 | 116.81 | 23.9 | 268.53 | 5.766 | 991.951
21/04/2021 16:00 | 151.99 | 1.9267 | 150.62 | 24.694 | 122.67 | 6.4134 | 991.553
21/04/2021 17:00 | 71.708 | 0.567 | 70.417 | 24.299 | 127.11 | 6.0733 | 990.948
21/04/2021 18:00 | 42.034 | 70.234 | 35.18 | 24.597 | 134.991 | 6.3117 | 990.537
21/04/2021 19:00 | 0 | 0 | 0 | 24.213 | 41.9221 | 5.4501 | 990.403
21/04/2021 20:00 | 0 | 0 | 0 | 23.334 | 68.5674 | 5.0842 | 990.302
21/04/2021 21:00 | 0 | 0 | 0 | 22.995 | 96.626 | 4.5934 | 990.273
21/04/2021 22:00 | 0 | 0 | 0 | 23.028 | 63.3328 | 5.0796 | 990.221
21/04/2021 23:00 | 0 | 0 | 0 | 22.665 | 198.754 | 4.9531 | 990.129
22/04/2021 00:00 | 0 | 0 | 0 | 23.023 | 163.2093 | 4.5352 | 989.973
22/04/2021 01:00 | 0 | 0 | 0 | 23.242 | 86.428 | 4.5803 | 989.982
22/04/2021 02:00 | 0 | 0 | 0 | 23.141 | 57.137 | 4.9697 | 989.923
22/04/2021 03:00 | 0 | 0 | 0 | 23.315 | 53.45 | 4.3876 | 989.595
22/04/2021 04:00 | 0 | 0 | 0 | 22.813 | 195.61 | 3.9249 | 989.292
22/04/2021 05:00 | 2.6363 | 0.221 | 1.5186 | 23.024 | 56.4933 | 4.0512 | 988.988
22/04/2021 06:00 | 94.11 | 15.471 | 87.31 | 24.028 | 24.3733 | 3.6906 | 988.692
22/04/2021 07:00 | 342.84 | 304.7 | 199.9 | 27.901 | 136.93 | 4.0361 | 988.267
22/04/2021 08:00 | 575.73 | 382.34 | 320.71 | 29.021 | 134.7 | 3.9706 | 987.866
22/04/2021 09:00 | 709 | 481.95 | 309.43 | 28.985 | 167.43 | 3.2335 | 987.566
22/04/2021 10:00 | 621.71 | 125.27 | 509.25 | 28.845 | 141.88 | 3.5454 | 987.297
22/04/2021 11:00 | 795.83 | 260.24 | 552.37 | 29.398 | 132.34 | 4.1075 | 987.1
22/04/2021 12:00 | 1001.1 | 443.93 | 707.17 | 29.872 | 142.76 | 4.6985 | 986.936
22/04/2021 13:00 | 614.91 | 136.868 | 487.73 | 29.261 | 126.48 | 4.5558 | 987.078
22/04/2021 14:00 | 477.86 | 7.6671 | 472.88 | 29.278 | 131.16 | 4.2058 | 987.328
22/04/2021 15:00 | 204.22 | 1.4435 | 203.31 | 28.378 | 124.13 | 4.2833 | 987.217
22/04/2021 16:00 | 159.42 | 0.207 | 161.28 | 28.455 | 121.81 | 4.9943 | 987.238
22/04/2021 17:00 | 139.65 | 83.7807 | 112.85 | 28.226 | 124.98 | 4.8394 | 987.012
22/04/2021 18:00 | 44.528 | 48.024 | 41.759 | 28.341 | 135.32 | 5.2497 | 986.85
22/04/2021 19:00 | 0 | 0 | 0 | 26.936 | 98.94 | 5.4716 | 986.435
22/04/2021 20:00 | 0 | 0 | 0 | 25.605 | 46.8678 | 5.1753 | 986.006
22/04/2021 21:00 | 0 | 0 | 0 | 25.272 | 191.5643 | 5.1593 | 985.991
22/04/2021 22:00 | 0 | 0 | 0 | 25.064 | 159.262 | 4.36 | 985.838
22/04/2021 23:00 | 0 | 0 | 0 | 24.391 | 31.206 | 4.8917 | 985.462
23/04/2021 00:00 | 0 | 0 | 0 | 24.067 | 224.008 | 4.5239 | 985.459
23/04/2021 01:00 | 0 | 0 | 0 | 24.484 | 170.15 | 4.9912 | 985.512
23/04/2021 02:00 | 0 | 0 | 0 | 23.912 | 26.663 | 5.0886 | 985.449
23/04/2021 03:00 | 0 | 0 | 0 | 23.586 | 39.2891 | 5.3057 | 985.259
23/04/2021 04:00 | 0 | 0 | 0 | 24.016 | 40.586 | 4.6724 | 985.235
23/04/2021 05:00 | 3.1582 | 1.5465 | 2.8734 | 23.355 | 21.2693 | 5.2084 | 985.245
23/04/2021 06:00 | 149.51 | 393.6 | 59.111 | 25.645 | 112.628 | 5.0874 | 985.243
23/04/2021 07:00 | 391.84 | 705.19 | 74.332 | 30.146 | 284.76 | 5.0363 | 985.219
23/04/2021 08:00 | 615.01 | 805.4 | 87.03 | 31.092 | 194.9 | 5.9692 | 985.114
23/04/2021 09:00 | 334.13 | 23.7514 | 313.45 | 29.865 | 275.45 | 5.5262 | 985
23/04/2021 10:00 | 789.42 | 483.5281 | 335.94 | 31.049 | 233.8175 | 6.0275 | 985.09
23/04/2021 11:00 | 1078.2 | 839.93 | 249.51 | 31.425 | 246.51 | 5.553 | 985.309
23/04/2021 12:00 | 969.03 | 784.53 | 463.36 | 31.601 | 259.59 | 6.4591 | 985.584
23/04/2021 13:00 | 981.8 | 878 | 137.02 | 31.568 | 266.01 | 7.5273 | 985.864
23/04/2021 14:00 | 872.4 | 845.3 | 132.8 | 31.058 | 255.96 | 7.8628 | 986.12
23/04/2021 15:00 | 671.94 | 697.24 | 158.58 | 30.648 | 259.46 | 7.6672 | 986.432
23/04/2021 16:00 | 424.98 | 430.66 | 187.49 | 30.076 | 251.96 | 8.839 | 986.717
23/04/2021 17:00 | 144.7 | 19.8912 | 138.53 | 28.424 | 262.18 | 8.2241 | 987.123
23/04/2021 18:00 | 45.296 | 76.798 | 38.247 | 27.921 | 263.97 | 8.8963 | 987.561
23/04/2021 19:00 | 0 | 0 | 0 | 27.176 | 257.82 | 9.3136 | 987.919
23/04/2021 20:00 | 0 | 0 | 0 | 26.907 | 171.85 | 9.7872 | 988.394
23/04/2021 21:00 | 0 | 0 | 0 | 26.456 | 144.02 | 9.3705 | 989.179
23/04/2021 22:00 | 0 | 0 | 0 | 26.861 | 146.38 | 10.4849 | 990.113
23/04/2021 23:00 | 0 | 0 | 0 | 25.996 | 70.956 | 10.0128 | 991.028
24/04/2021 00:00 | 0 | 0 | 0 | 25.764 | 46.132 | 9.7404 | 991.874
24/04/2021 01:00 | 0 | 0 | 0 | 24.766 | 65.99 | 10.1117 | 992.784
24/04/2021 02:00 | 0 | 0 | 0 | 25.518 | 99.917 | 9.6878 | 993.728
24/04/2021 03:00 | 0 | 0 | 0 | 25.27 | 27.143 | 10.0615 | 994.583
24/04/2021 04:00 | 0 | 0 | 0 | 24.405 | 109.485 | 9.7302 | 995.324
24/04/2021 05:00 | 3.7527 | 0.2162 | 2.8387 | 25.507 | 203.89 | 9.5768 | 996.01
24/04/2021 06:00 | 116.83 | 84.205 | 96.186 | 26.534 | 144.0363 | 9.4394 | 996.773
24/04/2021 07:00 | 266.25 | 154.876 | 194.59 | 28.908 | 228.15 | 10.0306 | 997.565
24/04/2021 08:00 | 318.19 | 41.7403 | 288.39 | 28.408 | 262.44 | 9.2744 | 998.399
24/04/2021 09:00 | 531.07 | 236.11 | 332.85 | 29.84 | 263.82 | 10.1189 | 999.279
24/04/2021 10:00 | 835.73 | 486.78 | 380.36 | 30.326 | 271.9 | 9.852 | 1000.13
24/04/2021 11:00 | 941.9 | 545.24 | 390.37 | 30.355 | 267.76 | 9.6412 | 1001.07
24/04/2021 12:00 | 1142.5 | 835.72 | 597.53 | 31.634 | 262.1 | 10.0053 | 1002.1
24/04/2021 13:00 | 890.7 | 559.42 | 358.38 | 31.217 | 151.82 | 10.3493 | 1003.22
24/04/2021 14:00 | 629.87 | 240.2304 | 418.22 | 30.814 | 200.95 | 9.386 | 1004.26
24/04/2021 15:00 | 404.91 | 113.007 | 320.33 | 29.44 | 272.32 | 8.9354 | 1005.08
24/04/2021 16:00 | 227.87 | 9.1565 | 224.59 | 30.057 | 277.58 | 8.549 | 1005.79
24/04/2021 17:00 | 97.62 | 0.0519 | 99.02 | 29.673 | 275.3 | 9.2442 | 1006.44
24/04/2021 18:00 | 15.652 | 6.2374 | 15.456 | 27.947 | 294.62 | 8.4218 | 1007.05
24/04/2021 19:00 | 0 | 0 | 0 | 27.406 | 295.83 | 8.6886 | 1007.56
24/04/2021 20:00 | 0 | 0 | 0 | 26.977 | 302.36 | 8.655 | 1008.13
24/04/2021 21:00 | 0 | 0 | 0 | 26.464 | 311.75 | 8.5733 | 1008.79
24/04/2021 22:00 | 0 | 0 | 0 | 26.373 | 296.29 | 8.3453 | 1009.33
24/04/2021 23:00 | 0 | 0 | 0 | 26.341 | 247.86 | 8.3236 | 1009.86
25/04/2021 00:00 | 0 | 0 | 0 | 25.878 | 121.3334 | 7.5734 | 1010.39
25/04/2021 01:00 | 0 | 0 | 0 | 25.862 | 322.28 | 7.9254 | 1010.94
25/04/2021 02:00 | 0 | 0 | 0 | 25.019 | 148.37 | 7.8664 | 1011.32
25/04/2021 03:00 | 0 | 0 | 0 | 24.58 | 247.169 | 7.0068 | 1011.75
25/04/2021 04:00 | 0 | 0 | 0 | 24.668 | 157.967 | 7.12 | 1012.14
25/04/2021 05:00 | 4.3928 | 0.0175 | 4.0573 | 24.506 | 158.59 | 6.6456 | 1012.39
25/04/2021 06:00 | 121.63 | 60.1642 | 107.29 | 26.076 | 248.69 | 6.3525 | 1012.57
25/04/2021 07:00 | 193.28 | 8.2348 | 188.9 | 27.861 | 271.75 | 5.4995 | 1012.71
25/04/2021 08:00 | 540.09 | 337.25 | 310.74 | 29.509 | 298.51 | 5.7645 | 1012.96
25/04/2021 09:00 | 530.4 | 79.375 | 461.57 | 28.944 | 227.32 | 5.4958 | 1013.07
25/04/2021 10:00 | 855.96 | 578.14 | 315.3 | 30.528 | 220.41 | 6.483 | 1013.13
25/04/2021 11:00 | 1044.2 | 878.3 | 152.34 | 29.445 | 197.46 | 6.6289 | 1013
25/04/2021 12:00 | 1071.8 | 895.2 | 469.56 | 29.413 | 189.61 | 6.3789 | 1012.7
25/04/2021 13:00 | 1003 | 882.9 | 147.32 | 30.206 | 231.66 | 6.1144 | 1012.64
25/04/2021 14:00 | 927.9 | 830.45 | 200.04 | 30.307 | 214.45 | 6.9404 | 1012.58
25/04/2021 15:00 | 715.73 | 652.71 | 231.53 | 30.652 | 220.29 | 7.3352 | 1012.19
25/04/2021 16:00 | 358.62 | 412.3251 | 129.2 | 29.387 | 190.79 | 7.2059 | 1011.64
25/04/2021 17:00 | 108.2 | 0.0789 | 108.78 | 28.363 | 214.76 | 7.6717 | 1011.21
25/04/2021 18:00 | 14.675 | 0 | 15.173 | 27.849 | 212.39 | 8.2541 | 1010.95
25/04/2021 19:00 | 0 | 0.0053 | 0 | 27.118 | 240.12 | 8.0765 | 1010.62
25/04/2021 20:00 | 0 | 0 | 0 | 26.98 | 302.67 | 7.8856 | 1010.21
25/04/2021 21:00 | 0 | 0 | 0 | 27.049 | 141.34 | 7.8714 | 1010.08
25/04/2021 22:00 | 0 | 0 | 0 | 24.635 | 100.423 | 7.6358 | 1009.91
25/04/2021 23:00 | 0 | 0 | 0 | 24.276 | 169.139 | 6.7741 | 1009.84
26/04/2021 00:00 | 0 | 0 | 0 | 24.041 | 41.276 | 7.0888 | 1009.8
26/04/2021 01:00 | 0 | 0 | 0 | 24.178 | 107.62 | 6.0236 | 1009.78
26/04/2021 02:00 | 0 | 0 | 0 | 23.68 | 93.82 | 6.0174 | 1009.83
26/04/2021 03:00 | 0 | 0 | 0 | 24.014 | 97.8 | 6.7324 | 1009.91
26/04/2021 04:00 | 0 | 0 | 0 | 24.383 | 110.64 | 6.9561 | 1009.98
26/04/2021 05:00 | 3.7193 | 0.0005 | 2.4038 | 24.28 | 101.33 | 6.9355 | 1009.91
26/04/2021 06:00 | 63.154 | 0.318 | 61.385 | 24.789 | 129.58 | 6.8335 | 1009.72
26/04/2021 07:00 | 108.99 | 0.5151 | 106.99 | 24.267 | 125.55 | 7.5442 | 1009.53
26/04/2021 08:00 | 151.02 | 0.318 | 148.68 | 24.066 | 114.75 | 7.0839 | 1009.31
26/04/2021 09:00 | 421.57 | 10.1971 | 409.05 | 25.106 | 113.73 | 7.1435 | 1009.15
26/04/2021 10:00 | 531.07 | 14.9129 | 510.33 | 25.68 | 117.66 | 7.2586 | 1009.12
26/04/2021 11:00 | 954.19 | 310.68 | 654.34 | 26.261 | 119.56 | 7.342 | 1009.01
26/04/2021 12:00 | 1199.8 | 875.4 | 643.47 | 27.427 | 115.22 | 7.7651 | 1008.86
26/04/2021 13:00 | 713.53 | 93.9521 | 625.47 | 26.871 | 114.72 | 7.3398 | 1008.83
26/04/2021 14:00 | 312.73 | 0.7116 | 312.41 | 25.902 | 125 | 6.4071 | 1008.9
26/04/2021 15:00 | 162.82 | 0.054 | 161.75 | 24.463 | 111.71 | 6.3589 | 1008.87
26/04/2021 16:00 | 262.4 | 11.8962 | 253.35 | 25.099 | 119.45 | 6.8363 | 1008.79
26/04/2021 17:00 | 117.86 | 14.5397 | 112.69 | 24.375 | 104.21 | 5.7957 | 1008.74
26/04/2021 18:00 | 37.108 | 1.2465 | 36.443 | 24.198 | 105.13 | 5.6507 | 1008.7
26/04/2021 19:00 | 0 | 0.1626 | 0 | 23.843 | 104.16 | 5.8922 | 1008.76
26/04/2021 20:00 | 0 | 0 | 0 | 24.149 | 97.182 | 5.8929 | 1008.85
26/04/2021 21:00 | 0 | 0 | 0 | 24.084 | 113.73 | 6.5702 | 1008.84
26/04/2021 22:00 | 0 | 0 | 0 | 23.485 | 98.88 | 6.5691 | 1008.73
26/04/2021 23:00 | 0 | 0 | 0 | 23.164 | 92.21 | 5.8108 | 1008.79
27/04/2021 00:00 | 0 | 0 | 0 | 22.564 | 50.028 | 5.2867 | 1008.94
27/04/2021 01:00 | 0 | 0 | 0 | 22.075 | 68.306 | 5.86 | 1009.2
27/04/2021 02:00 | 0 | 0 | 0 | 21.349 | 16.4337 | 5.5211 | 1009.54
27/04/2021 03:00 | 0 | 0 | 0 | 21.114 | 26.123 | 6.1531 | 1010.14
27/04/2021 04:00 | 0 | 0 | 0 | 21.211 | 150.661 | 5.8646 | 1010.68
27/04/2021 05:00 | 4.606 | 0.318 | 3.8916 | 21.118 | 45.076 | 5.4392 | 1011.02
27/04/2021 06:00 | 174.18 | 491.55 | 64.765 | 23.938 | 166.8158 | 4.389 | 1011.35
27/04/2021 07:00 | 388 | 694.26 | 75.763 | 27.852 | 135.87 | 5.0199 | 1011.74
27/04/2021 08:00 | 631.83 | 789.59 | 109.24 | 28.557 | 142.08 | 4.7033 | 1012.24
27/04/2021 09:00 | 810.9 | 812.9 | 134.48 | 29.056 | 138.51 | 3.6292 | 1012.79
27/04/2021 10:00 | 967.3 | 877.7 | 142.06 | 28.701 | 132.42 | 4.2001 | 1013.44
27/04/2021 11:00 | 1043.9 | 841.5 | 176.05 | 28.517 | 132.88 | 4.0526 | 1014.07
27/04/2021 12:00 | 1062 | 813.54 | 493.49 | 28.704 | 131.59 | 3.7124 | 1014.59
27/04/2021 13:00 | 998.5 | 818.01 | 188.4 | 28.628 | 128.1 | 2.6762 | 1015.12
27/04/2021 14:00 | 887.4 | 758.23 | 201.7 | 28.76 | 128.14 | 2.9638 | 1015.6
27/04/2021 15:00 | 709.91 | 662.13 | 201.88 | 28.672 | 127.49 | 2.9883 | 1016
27/04/2021 16:00 | 519.81 | 656.46 | 145.3 | 27.782 | 120.61 | 3.7381 | 1016.26
27/04/2021 17:00 | 160.87 | 131.6802 | 115.85 | 26.658 | 119.04 | 4.5433 | 1016.47
27/04/2021 18:00 | 61.891 | 203.31 | 39.614 | 25.88 | 112.2 | 4.0082 | 1016.75
27/04/2021 19:00 | 0 | 0 | 0 | 24.84 | 116.37 | 3.8595 | 1016.94
27/04/2021 20:00 | 0 | 0 | 0 | 24.702 | 105.7 | 4.1725 | 1017.02
27/04/2021 21:00 | 0 | 0 | 0 | 24.172 | 106.31 | 4.2123 | 1017
27/04/2021 22:00 | 0 | 0 | 0 | 24.516 | 107.48 | 4.3245 | 1017.01
27/04/2021 23:00 | 0 | 0 | 0 | 24.732 | 107.72 | 4.397 | 1017.11
28/04/2021 00:00 | 0 | 0 | 0 | 24.623 | 100.08 | 4.4564 | 1017.2
28/04/2021 01:00 | 0 | 0 | 0 | 24.622 | 110.92 | 4.5428 | 1017.26
28/04/2021 02:00 | 0 | 0 | 0 | 24.633 | 107.25 | 4.9993 | 1017.24
28/04/2021 03:00 | 0 | 0 | 0 | 24.373 | 108.01 | 5.1439 | 1016.98
28/04/2021 04:00 | 0 | 0 | 0 | 24.433 | 122.77 | 4.7839 | 1016.53
28/04/2021 05:00 | 0.2981 | 0 | 0.259 | 23.918 | 124.91 | 5.0438 | 1016.3
28/04/2021 06:00 | 83.187 | 0.3074 | 81.419 | 23.463 | 110.06 | 4.274 | 1016.15
28/04/2021 07:00 | 211.95 | 5.0622 | 206.08 | 23.241 | 109.97 | 4.5842 | 1015.94
28/04/2021 08:00 | 239.99 | 5.3201 | 232.03 | 24.119 | 110.08 | 4.4246 | 1015.62
28/04/2021 09:00 | 830.94 | 600.28 | 335.81 | 26.761 | 112.73 | 4.026 | 1015.37
28/04/2021 10:00 | 540.98 | 56.9189 | 485.08 | 27.603 | 111.52 | 3.9677 | 1015.09
28/04/2021 11:00 | 1059.1 | 861.5 | 191.53 | 28.952 | 115.5 | 4.0187 | 1014.81
28/04/2021 12:00 | 1161.9 | 874.7 | 613.14 | 29.369 | 124.86 | 4.5934 | 1014.6
28/04/2021 13:00 | 1080.1 | 842.82 | 289.98 | 28.968 | 122.99 | 3.7118 | 1014.59
28/04/2021 14:00 | 895.97 | 703.21 | 266.83 | 28.604 | 121.18 | 3.6139 | 1014.8
28/04/2021 15:00 | 773.27 | 821.85 | 154.26 | 28.796 | 120.21 | 4.3702 | 1014.84
28/04/2021 16:00 | 446.34 | 522.62 | 152.32 | 27.569 | 125.45 | 3.894 | 1014.79
28/04/2021 17:00 | 201.91 | 118.91 | 161.26 | 26.646 | 122.38 | 4.3583 | 1014.66
28/04/2021 18:00 | 47.333 | 84.863 | 37.604 | 25.773 | 114.99 | 4.1064 | 1014.49
28/04/2021 19:00 | 0 | 0 | 0 | 25.057 | 117.65 | 3.6685 | 1014.16
28/04/2021 20:00 | 0 | 0 | 0 | 24.822 | 110.28 | 4.3289 | 1013.8
28/04/2021 21:00 | 0 | 0 | 0 | 24.592 | 105.63 | 3.7021 | 1013.55
28/04/2021 22:00 | 0 | 0 | 0 | 24.444 | 107.27 | 3.8972 | 1013.4
28/04/2021 23:00 | 0 | 0 | 0 | 24.44 | 122.19 | 3.7369 | 1013.31
29/04/2021 00:00 | 0 | 0 | 0 | 24.329 | 131.79 | 4.3598 | 1013.4
29/04/2021 01:00 | 0 | 0 | 0 | 24.448 | 91.9792 | 3.952 | 1013.65
29/04/2021 02:00 | 0 | 0 | 0 | 24.021 | 116.54 | 3.9672 | 1013.72
29/04/2021 03:00 | 0 | 0 | 0 | 24.412 | 111.09 | 3.9036 | 1013.74
29/04/2021 04:00 | 0 | 0 | 0 | 24.642 | 112.84 | 4.4943 | 1013.58
29/04/2021 05:00 | 1.6833 | 0 | 1.6663 | 24.259 | 105.782 | 4.2865 | 1013.33
29/04/2021 06:00 | 101.983 | 116.9256 | 76.622 | 24.268 | 105.55 | 4.3916 | 1013.18
29/04/2021 07:00 | 277.5 | 170.934 | 198.24 | 25.725 | 102.93 | 3.9119 | 1013.02
29/04/2021 08:00 | 467.22 | 198.2991 | 326.02 | 26.128 | 103.64 | 4.5557 | 1012.74
29/04/2021 09:00 | 448.15 | 149.6694 | 318.02 | 26.901 | 105.52 | 4.0778 | 1012.52
29/04/2021 10:00 | 531.6 | 65.2806 | 463.97 | 26.87 | 111.67 | 4.5606 | 1012.44
29/04/2021 11:00 | 1154.6 | 804.2 | 331.57 | 29.322 | 101.9215 | 3.8161 | 1012.27
29/04/2021 12:00 | 680.68 | 183.5281 | 564.28 | 28.708 | 112.24 | 3.7719 | 1012.38
29/04/2021 13:00 | 882.81 | 306.526 | 618.43 | 29.193 | 109.2417 | 3.76 | 1012.31
29/04/2021 14:00 | 628.67 | 160.4065 | 482.86 | 28.747 | 124.08 | 4.4169 | 1012.57
29/04/2021 15:00 | 759.28 | 761.11 | 179.02 | 29.588 | 119.76 | 4.3676 | 1012.53
29/04/2021 16:00 | 529.33 | 659.67 | 161.39 | 29.134 | 116.17 | 4.0918 | 1012.58
29/04/2021 17:00 | 273.04 | 375.51 | 149.54 | 27.92 | 121.77 | 4.9968 | 1012.4
29/04/2021 18:00 | 61.848 | 57.582 | 55.712 | 26.708 | 114.03 | 5.0851 | 1012.27
29/04/2021 19:00 | 0 | 0 | 0 | 25.609 | 113 | 4.4827 | 1012.04
29/04/2021 20:00 | 0 | 0 | 0 | 24.874 | 110.57 | 5.5127 | 1011.63
29/04/2021 21:00 | 0 | 0 | 0 | 25.051 | 110.59 | 5.8927 | 1011.15
29/04/2021 22:00 | 0 | 0 | 0 | 23.249 | 77.453 | 6.0155 | 1010.96
29/04/2021 23:00 | 0 | 0 | 0 | 22.55 | 59.034 | 5.4376 | 1010.96
30/04/2021 00:00 | 0 | 0 | 0 | 22.602 | 76.113 | 6.068 | 1011.03
30/04/2021 01:00 | 0 | 0 | 0 | 21.895 | 137.692 | 6.057 | 1010.84
30/04/2021 02:00 | 0 | 0 | 0 | 22.03 | 59.8943 | 6.1357 | 1010.71
30/04/2021 03:00 | 0 | 0 | 0 | 23.23 | 121.818 | 6.5191 | 1010.5
30/04/2021 04:00 | 0 | 0 | 0 | 23.617 | 68.401 | 6.9226 | 1010.23
30/04/2021 05:00 | 0.9539 | 0 | 1.3656 | 22.379 | 167.4074 | 7.0459 | 1010.06
30/04/2021 06:00 | 157.76 | 250.66 | 101.38 | 23.441 | 125.92 | 7.0164 | 1009.96
30/04/2021 07:00 | 379.28 | 621.26 | 98.2 | 26.928 | 112.34 | 6.7857 | 1010.04
30/04/2021 08:00 | 612.07 | 743.75 | 117.13 | 28.388 | 136.71 | 6.411 | 1010.21
30/04/2021 09:00 | 824.78 | 783.37 | 166.04 | 28.617 | 124.34 | 7.2976 | 1010.2
30/04/2021 10:00 | 960.4 | 844.9 | 155.42 | 28.81 | 124.81 | 7.3392 | 1010.24
30/04/2021 11:00 | 1071.2 | 855.9 | 181.95 | 29.187 | 122.78 | 6.2932 | 1010.41
30/04/2021 12:00 | 1100.7 | 883 | 521.25 | 29.729 | 132.7 | 6.6762 | 1010.48
30/04/2021 13:00 | 1038.6 | 857 | 179.51 | 30.145 | 135.11 | 6.6465 | 1010.81
30/04/2021 14:00 | 923.5 | 874.4 | 125.46 | 29.917 | 120 | 6.0194 | 1011.29
30/04/2021 15:00 | 767.17 | 824.6 | 134 | 29.859 | 128.77 | 5.7038 | 1011.25
30/04/2021 16:00 | 524.49 | 690.29 | 139.09 | 29.73 | 123.219 | 5.4522 | 1011.2
30/04/2021 17:00 | 240.48 | 407.46 | 106.32 | 28.149 | 129.77 | 5.8083 | 1011.08
30/04/2021 18:00 | 39.165 | 85.774 | 30.546 | 26.687 | 129.43 | 6.0138 | 1010.86
30/04/2021 19:00 | 0 | 0 | 0 | 25.474 | 98.135 | 5.5781 | 1010.47
30/04/2021 20:00 | 0 | 0 | 0 | 23.556 | 244.956 | 5.799 | 1009.85
30/04/2021 21:00 | 0 | 0 | 0 | 22.997 | 90.347 | 5.8508 | 1009.39
30/04/2021 22:00 | 0 | 0 | 0 | 22.217 | 61.438 | 6.6511 | 1008.96
30/04/2021 23:00 | 0 | 0 | 0 | 22.061 | 141.78 | 6.7313 | 1008.4
Timeseries of meteorological variables (filled by the user). Wind speed should be taken at the typical height of the wind turbines.
Cells to be filled by the user.

## Storage continuous model
Technology | Energy cost (€/kWh) | PCS cost (€/kW) | BOP cost (€/kW) | O&M cost (€/kW-yr.) | Round-trip efficiency | Depth of discharge | Emissions (gCO2eq/kWh) | Lifetime (years) | Cycle life | Installation cost (€) | ESOEI
Li-Ion | 750 | 442 | 30 | 62 | 0.8 | 0.9 | 115 | 17.5 | 6000 | 0 | 32
A set of storage technologies to be chosen by the user. Cost values taken from literature can be changed.

## Storage discrete model
Id | Nominal energy (kWh) | Charge power (kW) | Discharge power (kW) | Capital unit cost (€) | O&M cost (€/yrs) | Round-trip efficiency | Depth of discharge | unit eqCO2 Emissions (gCO2) | Lifetime (years) | Cycle life | ESOEI | Capacity
Li-Ion1 | 20 | 10 | 15 | 5000 | 250 | 0.75 | 0.85 | 1500 | 7 | 5000 | 20 | 100000
Li-Ion2 | 100 | 70 | 75 | 20000 | 1000 | 0.85 | 0.9 | 7000 | 10 | 6000 | 23 | 1000
Li-Ion3 | 1500 | 1200 | 1100 | 200000 | 13000 | 0.93 | 0.95 | 100000 | 15 | 8000 | 26 | 2
A set of storage technologies to be chosen by the user.

## Grid_prices
Contract_Id | Fixed premium (€/kW) | Peak (c€/kWh) | Summer full hours (c€/kWh) | Summer off-peak hours (c€/kWh) | Winter full hours (c€/kWh) | Winter off-peak hours (c€/kWh) | Power overrun (€/kW) | CSPE (c€/kWh) | CTA | TVA load | TVA CTA | Octroi de mer | TGCA | Winter months | Summer months | Workday peak hours | Workday full hours | Workday off-peak hours | Weekend peak hours | Weekend full hours | Weekend off-peak hours | Selling peak hours | Selling base price (c€/kWh) | Selling peak price (c€/kWh)
Longues utilisations | 0 | 40 | 40 | 40 | 40 | 40 | 40 | 2.1 | 0 | 0.2 | 0.055 | 0 | 0 | 5 6 7 8 9 | 1 2 3 4 10 11 12 | 9 10 11 19 20 | 7 8 12 13 14 15 16 17 18 19 21 22 | 23 0 1 2 3 4 5 6 | NA | 7 8 9 10 11 12 13 14 15 16 17 18 19 20 21 22 | 23 0 1 2 3 4 5 6 | 19 20 | 15 | 35
Moyennes utilisations | 0 | 40 | 40 | 40 | 40 | 40 | 40 | 2.1 | 0 | 0.2 | 0.055 | 0 | 0 | 5 6 7 8 9 | 1 2 3 4 10 11 12 | 9 10 11 19 20 | 7 8 12 13 14 15 16 17 18 19 21 22 | 23 0 1 2 3 4 5 6 | NA | 7 8 9 10 11 12 13 14 15 16 17 18 19 20 21 22 | 23 0 1 2 3 4 5 6 | 19 20 | 15 | 35
Courtes utilisations | 0 | 40 | 40 | 40 | 40 | 40 | 40 | 2.1 | 0 | 0.2 | 0.055 | 0 | 0 | 5 6 7 8 9 | 1 2 3 4 10 11 12 | 9 10 11 19 20 | 7 8 12 13 14 15 16 17 18 19 21 22 | 23 0 1 2 3 4 5 6 | NA | 7 8 9 10 11 12 13 14 15 16 17 18 19 20 21 22 | 23 0 1 2 3 4 5 6 | 19 20 | 15 | 35
Transition énergétique | 0 | 40 | 40 | 40 | 40 | 40 | 40 | 2.1 | 0 | 0.2 | 0.055 | 0 | 0 | 4 5 6 7 8 9 | 1 2 3 10 11 12 | 18 19 20 21 | 8 9 10 11 12 13 14 15 16 17 22 23 | 0 1 2 3 4 5 6 7 | NA | 16 17 18 19 20 21 22 23 | 0 1 2 3 4 5 6 7 8 9 10 11 12 13 14 15 | 19 20 | 15 | 35

## Diesel generator
Parameter | Value |  | DG fuel consumption
fuel cost (€/L) | 2 | Load (%) | fuel consumption (L/kWh)
Lifetime (h) | 20000 | 10 | 0.55
Unit cost (€/kW) | 800 | 20 | 0.42
maintenance cost (€/kWh) | 0.05 | 30 | 0.37
fuel CO2eq emissions (g/L) | 3100 | 40 | 0.33
EROI | 21 | 50 | 0.31
|  | 60 | 0.3
|  | 70 | 0.3
|  | 80 | 0.29
|  | 90 | 0.29
|  | 100 | 0.28

## Dispatching
Predictive dispatch | Item | User-Defined | Energy use | Repartition coefficients | Storages | Discharge order | SOC (%) | Overlap levels (%) | DG/grid overlap levels (%) |  | D_DSM minimum levels |  | Y_DSM minimum levels |  | Diesel generator
No | Storages management | No | DSM | 0.7 | Li-Ion | 1 | 10 | 60 | 20 | hours | minimum level (%) | months | minimum level (%) | strategy | LF
| DSM | No | storages | 0.3 | CAES (U) | 2 | 20 | 30 | 15 | 0 | 0 | 1 | 0 | minimum runtime (minutes) | 240
| Genset control | No |  |  |  |  | 30 | 10 | 10 | 1 | 0 | 2 | 0 | minimum production (kW) | 100
[7 empty] | 40 | 0 | 5 | 2 | 0 | 3 | 0
[7 empty] | 50 | 0 | 0 | 3 | 0 | 4 | 0
[7 empty] | 60 | 0 | 0 | 4 | 0 | 5 | 0
[7 empty] | 70 | 0 | 0 | 5 | 0 | 6 | 0
[7 empty] | 80 | 0 | 0 | 6 | 0 | 7 | 10
[7 empty] | 90 | 0 | 0 | 7 | 0 | 8 | 30
[10 empty] | 8 | 0 | 9 | 50
[10 empty] | 9 | 0 | 10 | 70
[10 empty] | 10 | 0 | 11 | 90
[10 empty] | 11 | 0
[10 empty] | 12 | 0
[10 empty] | 13 | 0
[10 empty] | 14 | 0
[10 empty] | 15 | 10
[10 empty] | 16 | 20
[10 empty] | 17 | 30
[10 empty] | 18 | 40
[10 empty] | 19 | 50
[10 empty] | 20 | 60
[10 empty] | 21 | 70
[10 empty] | 22 | 80

## Hyperparameters
Main parameters | Initialisation values | Evolution values | Operators | Contract | Production | Storage volume | Storage_global | Storage_power | Storage_trades_consistency | Storage_patterns | Inter_storages | Storage_mix | Curve_smoothing | Constraint_forcing | Interdaily_consistency | DSM_trades_consistency | DSM_noise
Crossover probability | 0.2 | 0.15 | Probability | 0.003 | 0.15 | 0.2 | 0.2 | 0.2 | 0.2 | 0.1 | 0.05 | 0.1 | 0.1 | 0.2 | 0.15 | 0.1 | 0.1
Elitism probability | 0.6 | 0.6 | Inverse length | 2000 | 15 | 100 | 100 | 100 | 400 | 500 | NA | 700 | 300 | 500 | 200 | 50 | 50
iterations per island | 3000 | 200 | Min. gaussian average | NA | NA | NA | NA | NA | NA | NA | NA | NA | NA | NA | NA | 0 | NA
Eras |  | 4 | Max. gaussian average | NA | NA | 1 | NA | 1 | NA | NA | NA | NA | 0.5 | NA | NA | 0.7 | NA
population per island |  | 240 | Min. gaussian deviation | NA | NA | NA | NA | NA | NA | NA | NA | NA | NA | NA | NA | NA | 0.1
number of nodes |  | 12 | Max. gaussian deviation | NA | NA | 0.2 | NA | 0.2 | NA | NA | NA | NA | 0.15 | NA | NA | NA | 0.4
number of cores per node |  | 25 | Inverse magnitude |  |  | 15 | 2 | 15 | 11 | 20 | 1200 |  |  | 800 | 1200 | NA | NA
Constraint cost | 100000 | 100000
U4 and U5 should be set above 1 (i.e. 1 and 1.3) when constraint level is 1 (off-grid site). Below 1 otherwise (i.e. 0 and 0.7). U3 is 10 (50 otherwise).

## Hyperparameters_pro
Main parameters | Evolution values | Operators | Contract | Production | Strategy | Discharge order | Energy use | Overlap | DSM minimum levels | DG control | storages capacity | storages power | Initial SOC
Crossover probability | 0.15 | Probability | 0.003 | 0.3 | 0.1 | 0.05 | 0.15 | 0.2 | 0.1 | 0.05 | 0.3 | 0.3 | 0.2
Elitism probability | 0.6 | Min. gaussian deviation | NA | 0.3 | NA | NA | 0.3 | 0.3 | 0.2 | 0.2 | 0.2 | 0.2 | NA
iterations | 200
Population | 300
Cost constraint | 100000

## Outputs
File name | export type | export charts
output_ERMESS_pro.xlsx | Excel | True

## Sources
Données réseau Réunion | Les émissions du réseau sont calculées selon le BE Horizon Reunion 2022
https://oer.spl-horizonreunion.com/electricite/consommation-electricite-la-reunion
https://oer.spl-horizonreunion.com/emissions-de-ges/co2-combustion-produits-energetiques#:~:text=Total%20des%20%C3%A9missions%20directes%20de%20CO2%20issues%20de,%C3%A0%20effet%20de%20serre%20dans%20le%20secteur%20%C3%A9nerg%C3%A9tique
Données stockage
Assessment of energy storage technologies: A review
EASE technical sheets
EROI & ESOEI
https://en.wikipedia.org/wiki/Energy_return_on_investment
Courbes de puissance des modèles d'éoliennes par défaut :
turbine-models/turbine_models/data/Distributed at main · NREL/turbine-models
Estimations des longueurs de rugosité
https://en.wikipedia.org/wiki/Roughness_length

## Storage_characteristics
Technology | Energy cost | PCS cost | BOP cost | O&M cost | Round-trip efficiency | Depth of discharge | Emissions | Lifetime | Cycle life | Installation cost | ESOEI
Pumped hydro | 70.5 | 1120 | 16.5 | 6 | 0.8 | 1 | 32 | 80 | NA | 0 | 704 | Self-sufficiency | LCOE | research | True | LF | On-grid | glass-glass | open-rack | grass | manual | off-shore | Excel | discrete | tertiary_retail | Yes
CAES (A) | 117 | 914 | 16.5 | 3 | 0.7 | 1 | 160 | 30 | NA | 0 | 792 | Self-consumption | Annual net benefits | pro | False | CC | Off-grid | glass-polymer | close-mount | concrete | automatic | no vegetation, no obstacles |  | continuous | residential | No
CAES (U) | 66 | 1053 | 16.5 | 3.5 | 0.7 | 1 | 160 | 30 | NA | 0 | 792 | REN fraction | NPV | [6 empty] | asphalt |  | flat terrain, grass, isloated obstacles |  |  | dormitory
Flywheel | 3500 | 354 | 150 | 5.5 | 0.9 | 1 | 1500 | 15 | NA | 0 |  |  | Self-sufficiency | [6 empty] | snow |  | low crops, occasional obstacles |  |  | teaching
Pb-A (Lead-Acid) | 220 | 442 | 72 | 14.5 | 0.8 | 0.9 | 112 | 10 | 1500 | 0 | 5 |  | Self-consumption | [6 empty] | water |  | high crops, scattered obstacles |  |  | lab
Li-Ion | 750 | 442 | 30 | 62 | 0.8 | 0.9 | 115 | 17.5 | 6000 | 0 | 32 |  | Autonomy | [6 empty] | sand |  | parkland, bushes, numerous obstacles |  |  | office
Na-S (Sodium-Sulfur) | 860 | 442 | 99 | 26 | 0.85 | 1 | 115 | 17.5 | 6000 | 0 | 20 |  | eqCO2 emissions | [6 empty] | urban |  | regular large obstacles (suburbs, forest) |  |  | tertiary_hospitality
Ni-Cd (Nickel Cadmium) | 909.5 | 318 | 102 | 15 | 0.8 | 0.9 | 115 | 15 | 3000 | 0 |  |  | fossil fuel consumption | [8 empty] | city centre |  |  | tertiary_food_service
Vanadium Redox | 611 | 442 | 92 | 27.5 | 0.85 | 1 | 115 | 15 | 15000 | 0 | 10 |  | EROI | [11 empty] | tertiary_healthcare
ZnBr (Zinc-Bromine) | 487.5 | 442 | 92 | 5 | 0.85 | 1 | 115 | 15 | 3000 | 0 | 9 |  | Energy losses | [11 empty] | tertiary_public_services
Hydrogen | 8.5 | 860 | 20 | 32.5 | 0.5 | 1 | 350 | 20 | NA | 0 |  |  | Maximum power from grid
Supercapacitor | 2200 | 354 | 50 | 3.5 | 0.6 | 1 | 1000 | 40 | NA | 0

## Storage characteristics_IRENA (hidden)
Technology | Energy cost | Power cost | Round-trip efficiency | Depth of discharge
Li-Ion (LFP) | 314.2 | 65.6 | 0.931 | 0.9
Li-Ion (NCA) | 199.1 | 65.6 | 0.961 | 0.9
Li-Ion (NMC) | 232.4 | 65.6 | 0.961 | 0.9
Li-Ion (Titanate) | 633.1 | 65.6 | 0.971 | 0.95
NaNiCl | 222.9 | 65.6 | 0.86 | 1
NaS | 217 | 65.6 | 0.956 | 1
Vanadium Flow | 174.2 | 65.6 | 0.751 | 1
ZnBr Flow | 452.3 | 65.6 | 0.751 | 1